## Total Energy
ECM Name | Results Scenario | Climate Zones | Building Classes | End Uses | IRR (%),2030 | Payback (years),2030 | CCE ($/MMBtu saved),2030 | CCC ($/tCO2 avoided),2030 | 2026 (TBtu) | 2027 (TBtu) | 2028 (TBtu) | 2029 (TBtu) | 2030 (TBtu) | 2031 (TBtu) | 2032 (TBtu) | 2033 (TBtu) | 2034 (TBtu) | 2035 (TBtu) | 2036 (TBtu) | 2037 (TBtu) | 2038 (TBtu) | 2039 (TBtu) | 2040 (TBtu) | 2041 (TBtu) | 2042 (TBtu) | 2043 (TBtu) | 2044 (TBtu) | 2045 (TBtu) | 2046 (TBtu) | 2047 (TBtu) | 2048 (TBtu) | 2049 (TBtu) | 2050 (TBtu)
All ECMs | Baseline competed | [7 empty] | 8395.5131 | 8384.4615 | 8396.5927 | 8377.3102 | 8334.5945 | 8283.6089 | 8243.7922 | 8222.9476 | 8212.0315 | 8214.7282 | 8222.6647 | 8228.6384 | 8236.2903 | 8248.5251 | 8258.494 | 8271.9761 | 8285.9442 | 8301.3579 | 8318.3182 | 8336.5934 | 8355.7727 | 8373.8729 | 8394.0241 | 8414.9299 | 8437.4577
All ECMs | Efficient competed | [7 empty] | 8371.4821 | 8336.0187 | 8325.0672 | 8284.73 | 8223.0105 | 8155.2839 | 8099.9066 | 8065.5788 | 8041.9877 | 7998.161 | 7963.7764 | 7931.4861 | 7905.7805 | 7886.4595 | 7870.2727 | 7860.0672 | 7852.5397 | 7848.3066 | 7847.7843 | 7850.4043 | 7856.2493 | 7864.0226 | 7875.1444 | 7888.2506 | 7903.7773
All ECMs | Baseline competed - efficient competed | All | All | All |  |  |  |  | 24.031 | 48.4428 | 71.5255 | 92.5802 | 111.584 | 128.325 | 143.8855 | 157.3689 | 170.0438 | 216.5672 | 258.8883 | 297.1523 | 330.5098 | 362.0656 | 388.2212 | 411.9089 | 433.4044 | 453.0513 | 470.5338 | 486.1891 | 499.5235 | 509.8502 | 518.8797 | 526.6793 | 533.6805
All ECMs | Baseline competed - efficient competed | New England | All | All |  |  |  |  | 1.0645 | 2.115 | 3.1452 | 4.1198 | 5.0341 | 5.8789 | 6.69 | 7.3909 | 8.0572 | 10.9976 | 13.6993 | 16.0816 | 18.2017 | 20.3716 | 22.2415 | 23.9408 | 25.4651 | 26.8521 | 28.1019 | 29.2395 | 30.3113 | 31.1474 | 31.7982 | 32.305 | 32.7572
All ECMs | Baseline competed - efficient competed | Mid Atlantic | All | All |  |  |  |  | 2.8684 | 5.7307 | 8.4939 | 11.1048 | 13.5377 | 15.7345 | 17.8587 | 19.7235 | 21.5165 | 29.3665 | 36.5487 | 42.9255 | 48.3563 | 53.8035 | 58.5871 | 62.9075 | 66.7299 | 70.1914 | 73.3292 | 76.1483 | 78.5727 | 80.2553 | 81.6895 | 82.8512 | 83.8279
All ECMs | Baseline competed - efficient competed | East North Central | All | All |  |  |  |  | 2.4309 | 5.0943 | 7.587 | 9.9512 | 12.1497 | 14.1561 | 16.0881 | 17.7647 | 19.402 | 24.8936 | 29.9375 | 34.5792 | 38.679 | 42.4951 | 45.8369 | 48.8732 | 51.6455 | 54.1888 | 56.4608 | 58.5184 | 60.069 | 61.1851 | 62.167 | 63.0316 | 63.7642
All ECMs | Baseline competed - efficient competed | West North Central | All | All |  |  |  |  | 1.3575 | 2.7895 | 4.1524 | 5.4283 | 6.6101 | 7.6868 | 8.6844 | 9.5256 | 10.3514 | 13.2009 | 15.8417 | 18.2842 | 20.4245 | 22.3997 | 24.1561 | 25.786 | 27.2876 | 28.6772 | 29.9399 | 31.1006 | 32.0579 | 32.7874 | 33.4556 | 34.0258 | 34.5184
All ECMs | Baseline competed - efficient competed | South Atlantic | All | All |  |  |  |  | 4.3892 | 8.6631 | 12.7182 | 16.2649 | 19.3143 | 21.867 | 24.1073 | 26.0026 | 27.764 | 30.3244 | 32.5666 | 34.4876 | 36.1227 | 36.9326 | 37.1661 | 37.4472 | 37.8143 | 38.3116 | 38.7667 | 39.191 | 39.5811 | 39.9416 | 40.2785 | 40.6084 | 40.9404
All ECMs | Baseline competed - efficient competed | East South Central | All | All |  |  |  |  | 1.6739 | 3.4048 | 5.0221 | 6.4326 | 7.6404 | 8.6656 | 9.5518 | 10.2855 | 10.9713 | 12.4912 | 13.845 | 15.0318 | 16.0219 | 16.6802 | 17.0797 | 17.4654 | 17.8577 | 18.212 | 18.5012 | 18.7317 | 18.8882 | 19.0122 | 19.093 | 19.1502 | 19.1989
All ECMs | Baseline competed - efficient competed | West South Central | All | All |  |  |  |  | 5.847 | 11.7568 | 17.2656 | 22.1093 | 26.3959 | 30.0548 | 33.4386 | 36.451 | 39.2896 | 46.6001 | 53.2014 | 59.1266 | 63.9896 | 68.5162 | 71.9419 | 75.1898 | 78.1741 | 80.8863 | 83.2521 | 85.3653 | 87.1829 | 88.697 | 90.1092 | 91.4119 | 92.6419
All ECMs | Baseline competed - efficient competed | Mountain | All | All |  |  |  |  | 1.491 | 3.3384 | 4.7757 | 6.1254 | 7.3765 | 8.5235 | 9.5911 | 10.5008 | 11.3916 | 15.0049 | 18.3189 | 21.3528 | 23.9407 | 26.6665 | 28.9623 | 31.0655 | 32.9844 | 34.7239 | 36.2894 | 37.709 | 38.9429 | 39.9754 | 40.9099 | 41.7759 | 42.6007
All ECMs | Baseline competed - efficient competed | Pacific | All | All |  |  |  |  | 2.9087 | 5.5502 | 8.3653 | 11.044 | 13.5255 | 15.7577 | 17.8755 | 19.7242 | 21.3003 | 33.6879 | 44.9292 | 55.2832 | 64.7735 | 74.2002 | 82.2498 | 89.2335 | 95.4459 | 101.008 | 105.8928 | 110.1852 | 113.9173 | 116.8488 | 119.3787 | 121.5194 | 123.4308
All ECMs | Baseline competed - efficient competed | All | Residential (New) | All |  |  |  |  | 2.9412 | 5.9934 | 9.0174 | 11.7436 | 14.1415 | 16.2693 | 18.209 | 19.6665 | 21.0493 | 26.1341 | 30.9756 | 35.5466 | 39.7511 | 45.701 | 51.1587 | 56.376 | 61.2241 | 65.7395 | 69.9118 | 73.8906 | 78.0311 | 81.9261 | 85.6275 | 89.1591 | 92.6056
All ECMs | Baseline competed - efficient competed | All | Residential (Existing) | All |  |  |  |  | 17.9766 | 36.0877 | 53.2258 | 68.7672 | 82.7702 | 94.9289 | 106.2342 | 116.0296 | 125.1298 | 164.5105 | 200.5342 | 232.7714 | 260.6174 | 285.029 | 304.7979 | 322.5983 | 338.8278 | 353.6747 | 366.8659 | 378.6227 | 387.9135 | 394.4659 | 399.9096 | 404.0887 | 407.5639
All ECMs | Baseline competed - efficient competed | All | Commercial (New) | All |  |  |  |  | 0.9852 | 1.9715 | 2.9171 | 3.8173 | 4.6703 | 5.4842 | 6.2909 | 7.1033 | 7.9448 | 8.7917 | 9.4637 | 10.1385 | 10.7737 | 11.3958 | 12.0129 | 12.6475 | 13.2644 | 13.8597 | 14.4344 | 14.9852 | 15.5914 | 16.185 | 16.7705 | 17.4377 | 18.0864
All ECMs | Baseline competed - efficient competed | All | Commercial (Existing) | All |  |  |  |  | 2.128 | 4.3902 | 6.3653 | 8.2521 | 10.0021 | 11.6427 | 13.1515 | 14.5694 | 15.92 | 17.1308 | 17.9148 | 18.6958 | 19.3676 | 19.9398 | 20.2517 | 20.2871 | 20.0882 | 19.7774 | 19.3218 | 18.6905 | 17.9874 | 17.2732 | 16.5721 | 15.9939 | 15.4246
All ECMs | Baseline competed - efficient competed | All | All | Heating (Equip.) |  |  |  |  | 6.6733 | 14.1734 | 20.6781 | 26.9271 | 32.9545 | 38.7064 | 44.2197 | 48.7661 | 53.1582 | 63.5165 | 73.1879 | 82.1876 | 90.4716 | 98.289 | 105.5955 | 112.3655 | 118.6034 | 124.374 | 129.7045 | 134.7077 | 138.6334 | 140.8538 | 142.7738 | 144.389 | 145.7196
All ECMs | Baseline competed - efficient competed | All | All | Cooling (Equip.) |  |  |  |  | 0.77762 | 1.7008 | 2.6124 | 3.5269 | 4.4298 | 5.3392 | 6.2677 | 7.2128 | 8.1861 | 9.7106 | 11.2089 | 12.6659 | 13.9709 | 15.1496 | 16.0348 | 16.9835 | 17.9006 | 18.792 | 19.5776 | 20.2596 | 20.8495 | 21.3862 | 21.891 | 22.3779 | 22.8503
All ECMs | Baseline competed - efficient competed | All | All | Heating (Env.) |  |  |  |  | 0 | 0 | 0 | 0 | 0 | 0 | 0 | 0 | 0 | 0 | 0 | 0 | 0 | 0 | 0 | 0 | 0 | 0 | 0 | 0 | 0 | 0 | 0 | 0 | 0
All ECMs | Baseline competed - efficient competed | All | All | Cooling (Env.) |  |  |  |  | 0 | 0 | 0 | 0 | 0 | 0 | 0 | 0 | 0 | 0 | 0 | 0 | 0 | 0 | 0 | 0 | 0 | 0 | 0 | 0 | 0 | 0 | 0 | 0 | 0
All ECMs | Baseline competed - efficient competed | All | All | Ventilation |  |  |  |  | 0 | 0 | 0 | 0 | 0 | 0 | 0 | 0 | 0.0043382 | 0.0090626 | 0.014151 | 0.019551 | 0.02512 | 0.030943 | 0.037011 | 0.043352 | 0.049673 | 0.055577 | 0.060286 | 0.063449 | 0.077376 | 0.090443 | 0.10355 | 0.14565 | 0.186
All ECMs | Baseline competed - efficient competed | All | All | Lighting |  |  |  |  | 1.3756 | 2.7343 | 4.0756 | 5.3759 | 6.596 | 7.6722 | 8.6282 | 9.4936 | 10.0713 | 10.3696 | 10.2141 | 10.1094 | 10.0059 | 9.9648 | 9.7925 | 9.4572 | 9.1652 | 8.9224 | 8.7321 | 8.5348 | 8.3746 | 8.2353 | 8.1177 | 8.0171 | 7.9297
All ECMs | Baseline competed - efficient competed | All | All | Water Heating |  |  |  |  | 9.2697 | 18.1331 | 26.538 | 33.3122 | 38.725 | 42.8675 | 46.2272 | 48.6113 | 50.5462 | 80.0053 | 106.5047 | 130.0583 | 149.723 | 168.4752 | 184.8478 | 199.8237 | 213.2128 | 225.2443 | 235.6136 | 244.5968 | 252.3853 | 258.9206 | 264.4745 | 269.0771 | 273.1755
All ECMs | Baseline competed - efficient competed | All | All | Refrigeration |  |  |  |  | 0.45283 | 0.89298 | 1.3175 | 1.7302 | 1.9376 | 2.0995 | 2.223 | 2.3139 | 2.3774 | 2.418 | 2.4409 | 2.4495 | 2.4467 | 2.4288 | 2.4084 | 2.2383 | 2.0786 | 1.934 | 1.8026 | 1.6833 | 1.5746 | 1.4755 | 1.3829 | 1.2964 | 1.2155
All ECMs | Baseline competed - efficient competed | All | All | Cooking |  |  |  |  | 0.069214 | 0.13929 | 0.20989 | 0.2814 | 0.35379 | 0.42748 | 0.50244 | 0.57858 | 0.65607 | 0.73511 | 0.81592 | 0.89836 | 0.98149 | 1.0647 | 1.146 | 1.2239 | 1.2698 | 1.288 | 1.3051 | 1.322 | 1.3389 | 1.3558 | 1.3725 | 1.3892 | 1.4058
All ECMs | Baseline competed - efficient competed | All | All | Computers and Electronics |  |  |  |  | 0.14707 | 0.2821 | 0.41004 | 0.53174 | 0.64673 | 0.46934 | 0.41993 | 0.35816 | 0.33672 | 0.33884 | 0.34215 | 0.34556 | 0.3478 | 0.34935 | 0.34966 | 0.34758 | 0.34227 | 0.33287 | 0.31931 | 0.30014 | 0.2765 | 0.24739 | 0.2126 | 0.17149 | 0.12555
All ECMs | Baseline competed - efficient competed | All | All | Other |  |  |  |  | 5.2657 | 10.3868 | 15.684 | 20.8948 | 25.9406 | 30.7434 | 35.3973 | 40.0345 | 44.7074 | 49.4641 | 54.1596 | 58.4181 | 62.5372 | 66.3132 | 68.0095 | 69.4259 | 70.7821 | 72.1081 | 73.4188 | 74.7213 | 76.0132 | 77.2852 | 78.5511 | 79.8155 | 81.0727
(C) 90.1 Lighting | Baseline uncompeted | New England, Mid Atlantic, East North Central, West North Central, South Atlantic, East South Central, West South Central, Mountain, Pacific | Commercial (New), Commercial (Existing) | Lighting | 22.5579 | 3.8532 | 23.9567 | 357.9866 | 200.5787 | 199.096 | 198.9386 | 198.428 | 194.3457 | 189.9791 | 186.5587 | 183.8382 | 181.7169 | 180.0198 | 178.5487 | 177.1226 | 175.312 | 174.0606 | 172.3115 | 171.2221 | 170.1652 | 169.2506 | 168.4937 | 167.8648 | 167.3534 | 166.8776 | 166.4654 | 166.0868 | 165.7834
(C) 90.1 Lighting | Efficient uncompeted | New England, Mid Atlantic, East North Central, West North Central, South Atlantic, East South Central, West South Central, Mountain, Pacific | Commercial (New), Commercial (Existing) | Lighting | 22.5579 | 3.8532 | 23.9567 | 357.9866 | 195.3208 | 188.7617 | 183.6217 | 178.2953 | 169.846 | 161.5156 | 155.0512 | 150.0314 | 146.2701 | 143.8271 | 142.1373 | 140.4877 | 138.668 | 137.4057 | 135.7955 | 134.7289 | 133.81 | 133.0622 | 132.4393 | 131.9179 | 131.4903 | 131.0915 | 130.7443 | 130.425 | 130.1654
(C) 90.1 Lighting | Baseline competed | New England, Mid Atlantic, East North Central, West North Central, South Atlantic, East South Central, West South Central, Mountain, Pacific | Commercial (New), Commercial (Existing) | Lighting | 22.5579 | 3.8532 | 23.9567 | 357.9866 | 25.0723 | 24.887 | 24.8673 | 24.8035 | 24.2932 | 23.7474 | 23.3198 | 22.9798 | 22.7146 | 22.5025 | 20.4359 | 18.688 | 17.1412 | 15.8497 | 14.6846 | 13.7171 | 12.8717 | 12.1201 | 11.4427 | 10.6478 | 9.9996 | 9.4324 | 8.9384 | 8.5045 | 8.1218
(C) 90.1 Lighting | Efficient competed | New England, Mid Atlantic, East North Central, West North Central, South Atlantic, East South Central, West South Central, Mountain, Pacific | Commercial (New), Commercial (Existing) | Lighting | 22.5579 | 3.8532 | 23.9567 | 357.9866 | 24.4151 | 23.5952 | 22.9527 | 22.2869 | 21.2307 | 20.1894 | 19.3814 | 18.7539 | 18.2838 | 17.9784 | 16.2735 | 14.8285 | 13.5637 | 12.5168 | 11.5771 | 10.7973 | 10.1254 | 9.5331 | 8.9977 | 8.3712 | 7.86 | 7.4127 | 7.0231 | 6.6809 | 6.3794
(C) 90.1 Plug Loads | Baseline uncompeted | New England, Mid Atlantic, East North Central, West North Central, South Atlantic, East South Central, West South Central, Mountain, Pacific | Commercial (New), Commercial (Existing) | Computers and Electronics | -12.7876 | 18.972 | 131.61 | 2017.0396 | 76.5512 | 74.7614 | 73.0376 | 71.3114 | 69.617 | 67.9799 | 66.3736 | 65.1035 | 64.0423 | 63.0416 | 62.2547 | 61.5159 | 60.7877 | 60.321 | 59.7669 | 59.1124 | 58.7195 | 58.0404 | 57.468 | 56.8125 | 56.2858 | 55.4671 | 54.5677 | 53.5839 | 52.5186
(C) 90.1 Plug Loads | Efficient uncompeted | New England, Mid Atlantic, East North Central, West North Central, South Atlantic, East South Central, West South Central, Mountain, Pacific | Commercial (New), Commercial (Existing) | Computers and Electronics | -12.7876 | 18.972 | 131.61 | 2017.0396 | 75.5291 | 72.7959 | 70.2009 | 67.6732 | 65.2412 | 62.9251 | 60.6969 | 58.8301 | 57.1987 | 56.107 | 55.4067 | 54.7492 | 54.101 | 53.6857 | 53.1925 | 52.61 | 52.2604 | 51.656 | 51.1465 | 50.5631 | 50.0943 | 49.3657 | 48.5652 | 47.6897 | 46.7416
(C) 90.1 Plug Loads | Baseline competed | New England, Mid Atlantic, East North Central, West North Central, South Atlantic, East South Central, West South Central, Mountain, Pacific | Commercial (New), Commercial (Existing) | Computers and Electronics | -12.7876 | 18.972 | 131.61 | 2017.0396 | 0 | 0 | 0 | 0 | 0 | 0 | 0 | 0 | 0 | 0 | 0 | 0 | 0 | 0 | 0 | 0 | 0 | 0 | 0 | 0 | 0 | 0 | 0 | 0 | 0
(C) 90.1 Plug Loads | Efficient competed | New England, Mid Atlantic, East North Central, West North Central, South Atlantic, East South Central, West South Central, Mountain, Pacific | Commercial (New), Commercial (Existing) | Computers and Electronics | -12.7876 | 18.972 | 131.61 | 2017.0396 | 0 | 0 | 0 | 0 | 0 | 0 | 0 | 0 | 0 | 0 | 0 | 0 | 0 | 0 | 0 | 0 | 0 | 0 | 0 | 0 | 0 | 0 | 0 | 0 | 0
(C) Best HP FS (RTU, NG Heat) | Baseline uncompeted | New England, Mid Atlantic, East North Central, West North Central, South Atlantic, East South Central, West South Central, Mountain, Pacific | Commercial (New), Commercial (Existing) | Heating (Equip.), Cooling (Equip.), Ventilation | 0.7715 | 19.3185 | 9.1661 | 176.6322 | 533.1685 | 539.877 | 543.9725 | 544.2712 | 542.454 | 540.3313 | 539.6599 | 541.1025 | 543.5753 | 546.8523 | 550.2897 | 552.9587 | 555.4992 | 558.1489 | 560.59 | 562.8218 | 564.6257 | 566.3518 | 568.0816 | 569.9544 | 571.2358 | 572.2154 | 573.1843 | 574.0045 | 574.7132
(C) Best HP FS (RTU, NG Heat) | Efficient uncompeted | New England, Mid Atlantic, East North Central, West North Central, South Atlantic, East South Central, West South Central, Mountain, Pacific | Commercial (New), Commercial (Existing) | Heating (Equip.), Cooling (Equip.), Ventilation | 0.7715 | 19.3185 | 9.1661 | 176.6322 | 511.7683 | 497.1128 | 480.3297 | 460.6246 | 439.6848 | 419.0819 | 400.1296 | 383.0792 | 367.0388 | 351.7329 | 336.6927 | 321.386 | 306.056 | 291.0793 | 276.3384 | 262.1327 | 248.7911 | 238.1259 | 232.9281 | 232.7263 | 233.8044 | 234.9818 | 236.1743 | 237.3306 | 238.4776
(C) Best HP FS (RTU, NG Heat) | Baseline competed | New England, Mid Atlantic, East North Central, West North Central, South Atlantic, East South Central, West South Central, Mountain, Pacific | Commercial (New), Commercial (Existing) | Heating (Equip.), Cooling (Equip.), Ventilation | 0.7715 | 19.3185 | 9.1661 | 176.6322 | 0 | 0 | 0 | 0 | 0 | -1e-12 | 0 | -1e-12 | 0 | 0 | 1e-12 | 0 | 0 | 0 | -1e-12 | 0 | -1e-12 | 0 | 0 | 1e-12 | 1e-12 | 0 | 0 | 0 | 0
(C) Best HP FS (RTU, NG Heat) | Efficient competed | New England, Mid Atlantic, East North Central, West North Central, South Atlantic, East South Central, West South Central, Mountain, Pacific | Commercial (New), Commercial (Existing) | Heating (Equip.), Cooling (Equip.), Ventilation | 0.7715 | 19.3185 | 9.1661 | 176.6322 | 0 | -1e-12 | 0 | 0 | 0 | 0 | 0 | 1e-12 | 0 | 0 | -1e-12 | 0 | 0 | 0 | 0 | 0 | 0 | 0 | 0 | 0 | 0 | 0 | 0 | 0 | 0
(C) Best Refrigeration | Baseline uncompeted | New England, Mid Atlantic, East North Central, West North Central, South Atlantic, East South Central, West South Central, Mountain, Pacific | Commercial (New), Commercial (Existing) | Refrigeration | -11.99 | 21.5728 | 136.2613 | 2070.6734 | 125.0447 | 125.2675 | 125.6602 | 125.887 | 125.5679 | 125.2401 | 125.1443 | 125.2671 | 125.5808 | 126.0331 | 126.5437 | 127.0296 | 127.3385 | 127.7285 | 128.1454 | 128.7026 | 129.1697 | 129.5943 | 129.9864 | 130.3567 | 130.7012 | 131.0143 | 131.3116 | 131.5851 | 131.8536
(C) Best Refrigeration | Efficient uncompeted | New England, Mid Atlantic, East North Central, West North Central, South Atlantic, East South Central, West South Central, Mountain, Pacific | Commercial (New), Commercial (Existing) | Refrigeration | -11.99 | 21.5728 | 136.2613 | 2070.6734 | 121.8439 | 118.9352 | 116.2585 | 113.4933 | 110.3224 | 107.2452 | 104.4523 | 101.9174 | 99.6035 | 99.4228 | 99.8227 | 100.2032 | 100.4438 | 100.7499 | 101.0761 | 101.5133 | 101.8807 | 102.214 | 102.5205 | 102.8109 | 103.0818 | 103.3268 | 103.5597 | 103.7746 | 103.9849
(C) Best Refrigeration | Baseline competed | New England, Mid Atlantic, East North Central, West North Central, South Atlantic, East South Central, West South Central, Mountain, Pacific | Commercial (New), Commercial (Existing) | Refrigeration | -11.99 | 21.5728 | 136.2613 | 2070.6734 | 0 | 0 | 0 | 0 | 0 | 0 | 0 | 0 | 0 | 0 | 0 | 0 | 0 | 0 | 0 | 0 | 0 | 0 | 0 | 0 | 0 | 0 | 0 | 0 | 0
(C) Best Refrigeration | Efficient competed | New England, Mid Atlantic, East North Central, West North Central, South Atlantic, East South Central, West South Central, Mountain, Pacific | Commercial (New), Commercial (Existing) | Refrigeration | -11.99 | 21.5728 | 136.2613 | 2070.6734 | 0 | 0 | 0 | 0 | 0 | 0 | 0 | 0 | 0 | 0 | 0 | 0 | 0 | 0 | 0 | 0 | 0 | 0 | 0 | 0 | 0 | 0 | 0 | 0 | 0
(C) Bst. HP FS (RTU, NG Ht.) & Env.+ | Baseline uncompeted | New England, Mid Atlantic, East North Central, West North Central, South Atlantic, East South Central, West South Central, Mountain, Pacific | Commercial (New), Commercial (Existing) | Heating (Equip.), Cooling (Equip.), Ventilation | -12.5558 | 999 | 93.1208 | 1761.4208 | 533.1685 | 539.877 | 543.9725 | 544.2712 | 542.454 | 540.3313 | 539.6599 | 541.1025 | 543.5753 | 546.8523 | 550.2897 | 552.9587 | 555.4992 | 558.1489 | 560.59 | 562.8218 | 564.6257 | 566.3518 | 568.0816 | 569.9544 | 571.2358 | 572.2154 | 573.1843 | 574.0045 | 574.7132
(C) Bst. HP FS (RTU, NG Ht.) & Env.+ | Efficient uncompeted | New England, Mid Atlantic, East North Central, West North Central, South Atlantic, East South Central, West South Central, Mountain, Pacific | Commercial (New), Commercial (Existing) | Heating (Equip.), Cooling (Equip.), Ventilation | -12.5558 | 999 | 93.1208 | 1761.4208 | 510.4015 | 494.4883 | 476.5827 | 455.9163 | 434.1712 | 412.8976 | 393.3923 | 375.8876 | 359.4972 | 343.9556 | 328.802 | 313.52 | 298.3347 | 283.6265 | 269.2826 | 255.5945 | 242.8496 | 232.6975 | 227.7299 | 227.4747 | 228.4246 | 229.4805 | 230.5597 | 231.6095 | 232.6563
(C) Bst. HP FS (RTU, NG Ht.) & Env.+ | Baseline competed | New England, Mid Atlantic, East North Central, West North Central, South Atlantic, East South Central, West South Central, Mountain, Pacific | Commercial (New), Commercial (Existing) | Heating (Equip.), Cooling (Equip.), Ventilation | -12.5558 | 999 | 93.1208 | 1761.4208 | 0 | 0 | 0 | 0 | 0 | -1e-12 | 0 | -1e-12 | 0 | 0 | 1e-12 | 0 | 0 | 0 | -1e-12 | 0 | -1e-12 | 0 | 0 | 1e-12 | 1e-12 | 0 | 0 | 0 | 0
(C) Bst. HP FS (RTU, NG Ht.) & Env.+ | Efficient competed | New England, Mid Atlantic, East North Central, West North Central, South Atlantic, East South Central, West South Central, Mountain, Pacific | Commercial (New), Commercial (Existing) | Heating (Equip.), Cooling (Equip.), Ventilation | -12.5558 | 999 | 93.1208 | 1761.4208 | -1e-12 | 0 | 0 | 0 | 0 | 0 | 0 | 0 | 0 | 0 | 0 | 0 | 0 | 0 | 0 | 0 | 0 | 0 | 0 | 0 | 0 | -1e-12 | 0 | 0 | 0
(C) ESTAR HP FS (RTU, NG Heat) | Baseline uncompeted | New England, Mid Atlantic, East North Central, West North Central, South Atlantic, East South Central, West South Central, Mountain, Pacific | Commercial (New), Commercial (Existing) | Heating (Equip.), Cooling (Equip.), Ventilation | 999 | 0 | -0.96681 | -18.8287 | 533.1685 | 539.877 | 543.9725 | 544.2712 | 542.454 | 540.3313 | 539.6599 | 541.1025 | 543.5753 | 546.8523 | 550.2897 | 552.9587 | 555.4992 | 558.1489 | 560.59 | 562.8218 | 564.6257 | 566.3518 | 568.0816 | 569.9544 | 571.2358 | 572.2154 | 573.1843 | 574.0045 | 574.7132
(C) ESTAR HP FS (RTU, NG Heat) | Efficient uncompeted | New England, Mid Atlantic, East North Central, West North Central, South Atlantic, East South Central, West South Central, Mountain, Pacific | Commercial (New), Commercial (Existing) | Heating (Equip.), Cooling (Equip.), Ventilation | 999 | 0 | -0.96681 | -18.8287 | 512.5256 | 498.6166 | 482.5625 | 463.5567 | 443.2877 | 423.3259 | 405.0077 | 388.5949 | 373.1946 | 358.5305 | 344.1257 | 329.4369 | 314.7014 | 300.3112 | 286.1525 | 272.5303 | 259.7345 | 249.5224 | 244.5946 | 244.4915 | 245.6108 | 246.816 | 248.037 | 249.2204 | 250.3938
(C) ESTAR HP FS (RTU, NG Heat) | Baseline competed | New England, Mid Atlantic, East North Central, West North Central, South Atlantic, East South Central, West South Central, Mountain, Pacific | Commercial (New), Commercial (Existing) | Heating (Equip.), Cooling (Equip.), Ventilation | 999 | 0 | -0.96681 | -18.8287 | 0 | 0 | 0 | 0 | 0 | -1e-12 | 0 | -1e-12 | 0.097655 | 0.19054 | 0.2789 | 0.36228 | 0.44043 | 0.51386 | 0.58269 | 0.64724 | 0.70665 | 0.75981 | 0.80379 | 0.83342 | 0.9949 | 1.1413 | 1.2848 | 1.7918 | 2.2646
(C) ESTAR HP FS (RTU, NG Heat) | Efficient competed | New England, Mid Atlantic, East North Central, West North Central, South Atlantic, East South Central, West South Central, Mountain, Pacific | Commercial (New), Commercial (Existing) | Heating (Equip.), Cooling (Equip.), Ventilation | 999 | 0 | -0.96681 | -18.8287 | 0 | -1e-12 | 1e-12 | 0 | 0 | 0 | 0 | -1e-12 | 0.063197 | 0.11938 | 0.169 | 0.21216 | 0.24887 | 0.27992 | 0.30576 | 0.32719 | 0.34452 | 0.35937 | 0.37404 | 0.38732 | 0.46413 | 0.53504 | 0.60498 | 0.83932 | 1.0599
(C) ESTAR HP FS (RTU, Other Fossil Heat) | Baseline uncompeted | New England, Mid Atlantic, East North Central, West North Central, South Atlantic, East South Central, West South Central, Mountain, Pacific | Commercial (New), Commercial (Existing) | Heating (Equip.), Cooling (Equip.), Ventilation | -13.2183 | 0 | -189.0249 | -1952.6347 | 25.3677 | 25.8586 | 26.3502 | 26.7321 | 27.0319 | 27.2992 | 27.5818 | 27.8495 | 28.1286 | 28.4413 | 28.7555 | 29.0266 | 29.213 | 29.4062 | 29.621 | 29.8828 | 30.1371 | 30.3717 | 30.5944 | 30.8019 | 30.9983 | 31.1826 | 31.3702 | 31.556 | 31.7451
(C) ESTAR HP FS (RTU, Other Fossil Heat) | Efficient uncompeted | New England, Mid Atlantic, East North Central, West North Central, South Atlantic, East South Central, West South Central, Mountain, Pacific | Commercial (New), Commercial (Existing) | Heating (Equip.), Cooling (Equip.), Ventilation | -13.2183 | 0 | -189.0249 | -1952.6347 | 25.2627 | 25.6602 | 26.0195 | 26.2558 | 26.3991 | 26.489 | 26.5982 | 26.7089 | 26.8504 | 27.0328 | 27.2109 | 27.3606 | 27.4213 | 27.5102 | 27.6271 | 27.8158 | 28.004 | 28.2173 | 28.4668 | 28.7767 | 29.0829 | 29.373 | 29.6694 | 29.966 | 30.2675
(C) ESTAR HP FS (RTU, Other Fossil Heat) | Baseline competed | New England, Mid Atlantic, East North Central, West North Central, South Atlantic, East South Central, West South Central, Mountain, Pacific | Commercial (New), Commercial (Existing) | Heating (Equip.), Cooling (Equip.), Ventilation | -13.2183 | 0 | -189.0249 | -1952.6347 | 0 | 0 | 0 | 0 | 0 | 0 | 0 | 0 | 0 | 0 | 0 | 0 | 0 | 0 | 0 | 0 | 0 | 0 | 0 | 0 | 0 | 0 | 0 | 0 | 0
(C) ESTAR HP FS (RTU, Other Fossil Heat) | Efficient competed | New England, Mid Atlantic, East North Central, West North Central, South Atlantic, East South Central, West South Central, Mountain, Pacific | Commercial (New), Commercial (Existing) | Heating (Equip.), Cooling (Equip.), Ventilation | -13.2183 | 0 | -189.0249 | -1952.6347 | 0 | 0 | 0 | 0 | 0 | 0 | 0 | 0 | 0 | 0 | 0 | 0 | 0 | 0 | 0 | 0 | 0 | 0 | 0 | 0 | 0 | 0 | 0 | 0 | 0
(C) ESTAR HP Pt. FS (RTU, NG Heat) | Baseline uncompeted | New England, Mid Atlantic, East North Central, West North Central, South Atlantic, East South Central, West South Central, Mountain, Pacific | Commercial (New), Commercial (Existing) | Heating (Equip.), Cooling (Equip.), Ventilation | 999 | 0 | -1.3646 | -26.2399 | 533.1685 | 539.877 | 543.9725 | 544.2712 | 542.454 | 540.3313 | 539.6599 | 541.1025 | 543.5753 | 546.8523 | 550.2897 | 552.9587 | 555.4992 | 558.1489 | 560.59 | 562.8218 | 564.6257 | 566.3518 | 568.0816 | 569.9544 | 571.2358 | 572.2154 | 573.1843 | 574.0045 | 574.7132
(C) ESTAR HP Pt. FS (RTU, NG Heat) | Efficient uncompeted | New England, Mid Atlantic, East North Central, West North Central, South Atlantic, East South Central, West South Central, Mountain, Pacific | Commercial (New), Commercial (Existing) | Heating (Equip.), Cooling (Equip.), Ventilation | 999 | 0 | -1.3646 | -26.2399 | 518.5664 | 510.6637 | 500.4609 | 487.0435 | 472.1088 | 457.3007 | 444.0567 | 432.7587 | 422.5084 | 412.9927 | 403.6831 | 393.9118 | 384.0206 | 374.3854 | 364.8559 | 355.6364 | 346.8945 | 339.9386 | 336.7556 | 337.0724 | 338.0605 | 339.0164 | 339.9763 | 340.8627 | 341.7062
(C) ESTAR HP Pt. FS (RTU, NG Heat) | Baseline competed | New England, Mid Atlantic, East North Central, West North Central, South Atlantic, East South Central, West South Central, Mountain, Pacific | Commercial (New), Commercial (Existing) | Heating (Equip.), Cooling (Equip.), Ventilation | 999 | 0 | -1.3646 | -26.2399 | 0 | 0 | 0 | 0 | 0 | -1e-12 | 0 | -1e-12 | 0 | 0 | 1e-12 | 0 | 0 | 0 | -1e-12 | 0 | -1e-12 | 0 | 0 | 1e-12 | 1e-12 | 0 | 0 | 0 | 0
(C) ESTAR HP Pt. FS (RTU, NG Heat) | Efficient competed | New England, Mid Atlantic, East North Central, West North Central, South Atlantic, East South Central, West South Central, Mountain, Pacific | Commercial (New), Commercial (Existing) | Heating (Equip.), Cooling (Equip.), Ventilation | 999 | 0 | -1.3646 | -26.2399 | 0 | -2e-12 | 1e-12 | 0 | 0 | 0 | 0 | 0 | 0 | 0 | 0 | 0 | 0 | 1e-12 | 0 | 0 | 0 | 0 | 0 | 0 | 0 | 0 | -1e-12 | 0 | -1e-12
(C) ESTAR HP Pt. FS (RTU, Other Fossil Heat) | Baseline uncompeted | New England, Mid Atlantic, East North Central, West North Central, South Atlantic, East South Central, West South Central, Mountain, Pacific | Commercial (New), Commercial (Existing) | Heating (Equip.), Cooling (Equip.), Ventilation | -10.3921 | 0 | -571.1419 | -4419.3078 | 25.3677 | 25.8586 | 26.3502 | 26.7321 | 27.0319 | 27.2992 | 27.5818 | 27.8495 | 28.1286 | 28.4413 | 28.7555 | 29.0266 | 29.213 | 29.4062 | 29.621 | 29.8828 | 30.1371 | 30.3717 | 30.5944 | 30.8019 | 30.9983 | 31.1826 | 31.3702 | 31.556 | 31.7451
(C) ESTAR HP Pt. FS (RTU, Other Fossil Heat) | Efficient uncompeted | New England, Mid Atlantic, East North Central, West North Central, South Atlantic, East South Central, West South Central, Mountain, Pacific | Commercial (New), Commercial (Existing) | Heating (Equip.), Cooling (Equip.), Ventilation | -10.3921 | 0 | -571.1419 | -4419.3078 | 25.3566 | 25.8508 | 26.3089 | 26.6452 | 26.8906 | 27.0864 | 27.301 | 27.513 | 27.7523 | 28.0324 | 28.3086 | 28.5532 | 28.7063 | 28.8845 | 29.0887 | 29.3611 | 29.6315 | 29.9154 | 30.2163 | 30.5503 | 30.8531 | 31.1317 | 31.4132 | 31.6943 | 31.9797
(C) ESTAR HP Pt. FS (RTU, Other Fossil Heat) | Baseline competed | New England, Mid Atlantic, East North Central, West North Central, South Atlantic, East South Central, West South Central, Mountain, Pacific | Commercial (New), Commercial (Existing) | Heating (Equip.), Cooling (Equip.), Ventilation | -10.3921 | 0 | -571.1419 | -4419.3078 | 0 | 0 | 0 | 0 | 0 | 0 | 0 | 0 | 0 | 0 | 0 | 0 | 0 | 0 | 0 | 0 | 0 | 0 | 0 | 0 | 0 | 0 | 0 | 0 | 0
(C) ESTAR HP Pt. FS (RTU, Other Fossil Heat) | Efficient competed | New England, Mid Atlantic, East North Central, West North Central, South Atlantic, East South Central, West South Central, Mountain, Pacific | Commercial (New), Commercial (Existing) | Heating (Equip.), Cooling (Equip.), Ventilation | -10.3921 | 0 | -571.1419 | -4419.3078 | 0 | 0 | 0 | 0 | 0 | 0 | 0 | 0 | 0 | 0 | 0 | 0 | 0 | 0 | 0 | 0 | 0 | 0 | 0 | 0 | 0 | 0 | 0 | 0 | 0
(C) ESTAR HP TS (Resist. Heat) | Baseline uncompeted | New England, Mid Atlantic, East North Central, West North Central, South Atlantic, East South Central, West South Central, Mountain, Pacific | Commercial (New), Commercial (Existing) | Heating (Equip.), Cooling (Equip.), Ventilation | -1.0479 | 23.6281 | 86.6824 | 1290.6104 | 198.043 | 199.4543 | 201.3462 | 202.3936 | 202.7821 | 202.411 | 202.5859 | 203.3147 | 204.5754 | 206.1306 | 207.6377 | 208.8265 | 209.1861 | 209.8645 | 210.7554 | 212.0674 | 213.1645 | 214.1526 | 215.0714 | 216.0129 | 216.9021 | 217.695 | 218.5052 | 219.2875 | 220.104
(C) ESTAR HP TS (Resist. Heat) | Efficient uncompeted | New England, Mid Atlantic, East North Central, West North Central, South Atlantic, East South Central, West South Central, Mountain, Pacific | Commercial (New), Commercial (Existing) | Heating (Equip.), Cooling (Equip.), Ventilation | -1.0479 | 23.6281 | 86.6824 | 1290.6104 | 196.4223 | 196.3274 | 196.8022 | 196.5441 | 195.6632 | 194.1547 | 193.2813 | 193.0354 | 193.3564 | 194.0611 | 194.826 | 195.3744 | 195.3568 | 195.9537 | 197.1424 | 198.808 | 200.3977 | 201.9406 | 203.4245 | 204.9428 | 206.4273 | 207.8372 | 209.2753 | 210.6991 | 212.1641
(C) ESTAR HP TS (Resist. Heat) | Baseline competed | New England, Mid Atlantic, East North Central, West North Central, South Atlantic, East South Central, West South Central, Mountain, Pacific | Commercial (New), Commercial (Existing) | Heating (Equip.), Cooling (Equip.), Ventilation | -1.0479 | 23.6281 | 86.6824 | 1290.6104 | 0 | 0 | 0 | 0 | 0 | 0 | 0 | 0 | 0 | 0 | 0 | 0 | 0 | 0 | 0 | 0 | 1e-12 | 0 | 0 | 0 | 0 | 0 | 0 | 0 | 0
(C) ESTAR HP TS (Resist. Heat) | Efficient competed | New England, Mid Atlantic, East North Central, West North Central, South Atlantic, East South Central, West South Central, Mountain, Pacific | Commercial (New), Commercial (Existing) | Heating (Equip.), Cooling (Equip.), Ventilation | -1.0479 | 23.6281 | 86.6824 | 1290.6104 | 0 | 0 | 0 | 0 | 0 | 0 | 0 | 0 | 0 | 0 | 1e-12 | 0 | 0 | 0 | 0 | 0 | 1e-12 | 0 | 0 | 0 | 0 | 0 | 0 | 0 | 0
(C) ESTAR HPWH FS | Baseline uncompeted | New England, Mid Atlantic, East North Central, West North Central, South Atlantic, East South Central, West South Central, Mountain, Pacific | Commercial (New), Commercial (Existing) | Water Heating | 999 | 999 | 15.1653 | 328.2601 | 91.0915 | 92.1009 | 92.4847 | 92.2697 | 91.8094 | 91.451 | 91.4959 | 92.0706 | 93.1137 | 94.2735 | 95.4343 | 96.4659 | 97.4684 | 98.5169 | 99.5911 | 100.652 | 101.6863 | 102.7631 | 103.8839 | 105.0528 | 106.1221 | 107.1629 | 108.2123 | 109.2441 | 110.2567
(C) ESTAR HPWH FS | Efficient uncompeted | New England, Mid Atlantic, East North Central, West North Central, South Atlantic, East South Central, West South Central, Mountain, Pacific | Commercial (New), Commercial (Existing) | Water Heating | 999 | 999 | 15.1653 | 328.2601 | 84.47 | 78.9993 | 73.2489 | 67.3303 | 61.5658 | 56.1979 | 51.35 | 48.4228 | 47.6555 | 46.8061 | 45.829 | 44.7345 | 43.5294 | 42.2504 | 40.906 | 39.4942 | 38.0152 | 36.4926 | 34.9348 | 33.347 | 31.9016 | 31.4474 | 31.6146 | 31.9034 | 32.195
(C) ESTAR HPWH FS | Baseline competed | New England, Mid Atlantic, East North Central, West North Central, South Atlantic, East South Central, West South Central, Mountain, Pacific | Commercial (New), Commercial (Existing) | Water Heating | 999 | 999 | 15.1653 | 328.2601 | 0 | 0 | 0 | 0 | 0 | 0 | 0 | 0 | 0 | 0 | 0 | 0 | 0 | 0 | 0 | 0 | 0 | 0 | 0 | 0 | 0 | 0 | 0 | 0 | 0
(C) ESTAR HPWH FS | Efficient competed | New England, Mid Atlantic, East North Central, West North Central, South Atlantic, East South Central, West South Central, Mountain, Pacific | Commercial (New), Commercial (Existing) | Water Heating | 999 | 999 | 15.1653 | 328.2601 | 0 | 0 | 0 | 0 | 0 | 0 | 0 | 0 | 0 | 0 | 0 | 0 | 0 | 0 | 0 | 0 | 0 | 0 | 0 | 0 | 0 | 0 | 0 | 0 | 0
(C) ESTAR HPWH TS | Baseline uncompeted | New England, Mid Atlantic, East North Central, West North Central, South Atlantic, East South Central, West South Central, Mountain, Pacific | Commercial (New), Commercial (Existing) | Water Heating | 27.605 | 3.529 | 14.6745 | 201.9746 | 25.8391 | 25.6075 | 25.4478 | 25.2135 | 24.877 | 24.4278 | 24.0502 | 23.7522 | 23.5335 | 23.3632 | 23.1843 | 22.9634 | 22.638 | 22.3479 | 22.0838 | 21.8715 | 21.6385 | 21.398 | 21.1606 | 20.9268 | 20.6917 | 20.4518 | 20.2074 | 19.9598 | 19.7153
(C) ESTAR HPWH TS | Efficient uncompeted | New England, Mid Atlantic, East North Central, West North Central, South Atlantic, East South Central, West South Central, Mountain, Pacific | Commercial (New), Commercial (Existing) | Water Heating | 27.605 | 3.529 | 14.6745 | 201.9746 | 24.0666 | 22.1154 | 20.2913 | 18.4674 | 16.6344 | 14.8041 | 13.0945 | 11.4939 | 9.9937 | 8.8179 | 8.7847 | 8.7658 | 8.7082 | 8.6632 | 8.6231 | 8.5905 | 8.5427 | 8.4908 | 8.4363 | 8.3823 | 8.3276 | 8.2673 | 8.2066 | 8.1439 | 8.0808
(C) ESTAR HPWH TS | Baseline competed | New England, Mid Atlantic, East North Central, West North Central, South Atlantic, East South Central, West South Central, Mountain, Pacific | Commercial (New), Commercial (Existing) | Water Heating | 27.605 | 3.529 | 14.6745 | 201.9746 | 2.7648 | 2.74 | 2.7229 | 2.6978 | 2.6618 | 2.6138 | 2.5734 | 2.5415 | 2.5181 | 2.4999 | 2.4807 | 2.4571 | 2.4223 | 2.3912 | 2.363 | 2.3403 | 2.3153 | 2.2896 | 2.2642 | 2.2392 | 2.214 | 2.1883 | 2.1622 | 2.1357 | 2.1095
(C) ESTAR HPWH TS | Efficient competed | New England, Mid Atlantic, East North Central, West North Central, South Atlantic, East South Central, West South Central, Mountain, Pacific | Commercial (New), Commercial (Existing) | Water Heating | 27.605 | 3.529 | 14.6745 | 201.9746 | 2.5751 | 2.3664 | 2.1712 | 1.976 | 1.7799 | 1.584 | 1.4011 | 1.2298 | 1.0693 | 0.94352 | 0.93997 | 0.93794 | 0.93178 | 0.92696 | 0.92267 | 0.91918 | 0.91407 | 0.90851 | 0.90268 | 0.89691 | 0.89106 | 0.8846 | 0.8781 | 0.8714 | 0.86465
(C) Induction Range FS | Baseline uncompeted | New England, Mid Atlantic, East North Central, West North Central, South Atlantic, East South Central, West South Central, Mountain, Pacific | Commercial (New), Commercial (Existing) | Cooking | 999 | 999 | 261.9302 | 5752.6856 | 178.0184 | 179.449 | 179.5466 | 178.5499 | 177.1207 | 175.8983 | 175.3773 | 175.8166 | 176.3625 | 177.3484 | 178.5918 | 179.8487 | 181.7037 | 183.4855 | 184.9749 | 186.2348 | 187.4073 | 188.6425 | 189.9284 | 191.2379 | 192.3687 | 193.4519 | 194.5493 | 195.6058 | 196.6167
(C) Induction Range FS | Efficient uncompeted | New England, Mid Atlantic, East North Central, West North Central, South Atlantic, East South Central, West South Central, Mountain, Pacific | Commercial (New), Commercial (Existing) | Cooking | 999 | 999 | 261.9302 | 5752.6856 | 166.8586 | 157.2284 | 146.6915 | 135.6407 | 124.7001 | 114.3569 | 104.8416 | 96.1866 | 87.8114 | 79.8582 | 72.5715 | 71.9539 | 72.6903 | 73.3985 | 73.9902 | 74.494 | 74.9629 | 75.457 | 75.9714 | 76.4952 | 76.9475 | 77.3808 | 77.8197 | 78.2423 | 78.6467
(C) Induction Range FS | Baseline competed | New England, Mid Atlantic, East North Central, West North Central, South Atlantic, East South Central, West South Central, Mountain, Pacific | Commercial (New), Commercial (Existing) | Cooking | 999 | 999 | 261.9302 | 5752.6856 | 0 | 0 | 0 | 0 | 0 | 0 | 0 | 0 | 0 | 0 | 0 | 0 | 0 | 0 | 0 | 0 | 0 | 0 | 0 | 0 | 0 | 0 | 0 | 0 | 0
(C) Induction Range FS | Efficient competed | New England, Mid Atlantic, East North Central, West North Central, South Atlantic, East South Central, West South Central, Mountain, Pacific | Commercial (New), Commercial (Existing) | Cooking | 999 | 999 | 261.9302 | 5752.6856 | 0 | 0 | 0 | 0 | 0 | 0 | 0 | 0 | 0 | 0 | 0 | 0 | 0 | 0 | 0 | 0 | 0 | 0 | 0 | 0 | 0 | 0 | 0 | 0 | 0
(C) Induction Range TS | Baseline uncompeted | New England, Mid Atlantic, East North Central, West North Central, South Atlantic, East South Central, West South Central, Mountain, Pacific | Commercial (New), Commercial (Existing) | Cooking | -29.1237 | 999 | 1102.7906 | 16171.5691 | 32.8632 | 32.7294 | 32.6676 | 32.4778 | 32.1653 | 31.7368 | 31.3998 | 31.1556 | 30.9919 | 30.8716 | 30.7425 | 30.5606 | 30.2649 | 30.0072 | 29.778 | 29.6139 | 29.4148 | 29.1988 | 28.9758 | 28.7486 | 28.514 | 28.2672 | 28.0192 | 27.7636 | 27.5092
(C) Induction Range TS | Efficient uncompeted | New England, Mid Atlantic, East North Central, West North Central, South Atlantic, East South Central, West South Central, Mountain, Pacific | Commercial (New), Commercial (Existing) | Cooking | -29.1237 | 999 | 1102.7906 | 16171.5691 | 32.2796 | 31.5729 | 30.9505 | 30.2204 | 29.3934 | 28.4818 | 27.6731 | 26.9636 | 26.3382 | 25.763 | 25.5163 | 25.3653 | 25.1199 | 24.906 | 24.7157 | 24.5796 | 24.4143 | 24.235 | 24.0499 | 23.8614 | 23.6667 | 23.4617 | 23.2559 | 23.0438 | 22.8327
(C) Induction Range TS | Baseline competed | New England, Mid Atlantic, East North Central, West North Central, South Atlantic, East South Central, West South Central, Mountain, Pacific | Commercial (New), Commercial (Existing) | Cooking | -29.1237 | 999 | 1102.7906 | 16171.5691 | 0 | 0 | 0 | 0 | 0 | 0 | 0 | 0 | 0 | 0 | 0 | 0 | 0 | 0 | 0 | 0 | 0 | 0 | 0 | 0 | 0 | 0 | 0 | 0 | 0
(C) Induction Range TS | Efficient competed | New England, Mid Atlantic, East North Central, West North Central, South Atlantic, East South Central, West South Central, Mountain, Pacific | Commercial (New), Commercial (Existing) | Cooking | -29.1237 | 999 | 1102.7906 | 16171.5691 | 0 | 0 | 0 | 0 | 0 | 0 | 0 | 0 | 0 | 0 | 0 | 0 | 0 | 0 | 0 | 0 | 0 | 0 | 0 | 0 | 0 | 0 | 0 | 0 | 0
(C) Min. Efficiency HP FS (RTU, NG Heat) | Baseline uncompeted | New England, Mid Atlantic, East North Central, West North Central, South Atlantic, East South Central, West South Central, Mountain, Pacific | Commercial (New), Commercial (Existing) | Heating (Equip.), Cooling (Equip.), Ventilation | 999 | 999 | 0.4971 | 10.1253 | 533.1685 | 539.877 | 543.9725 | 544.2712 | 542.454 | 540.3313 | 539.6599 | 541.1025 | 543.5753 | 546.8523 | 550.2897 | 552.9587 | 555.4992 | 558.1489 | 560.59 | 562.8218 | 564.6257 | 566.3518 | 568.0816 | 569.9544 | 571.2358 | 572.2154 | 573.1843 | 574.0045 | 574.7132
(C) Min. Efficiency HP FS (RTU, NG Heat) | Efficient uncompeted | New England, Mid Atlantic, East North Central, West North Central, South Atlantic, East South Central, West South Central, Mountain, Pacific | Commercial (New), Commercial (Existing) | Heating (Equip.), Cooling (Equip.), Ventilation | 999 | 999 | 0.4971 | 10.1253 | 515.0704 | 503.7463 | 490.3187 | 473.9431 | 456.2436 | 438.7954 | 423.0268 | 409.2281 | 396.5171 | 384.6117 | 373.0011 | 361.0965 | 349.0481 | 337.4011 | 326.03 | 315.2626 | 305.1432 | 297.2267 | 293.8427 | 294.6402 | 296.4375 | 298.2717 | 300.1245 | 301.9329 | 303.7366
(C) Min. Efficiency HP FS (RTU, NG Heat) | Baseline competed | New England, Mid Atlantic, East North Central, West North Central, South Atlantic, East South Central, West South Central, Mountain, Pacific | Commercial (New), Commercial (Existing) | Heating (Equip.), Cooling (Equip.), Ventilation | 999 | 999 | 0.4971 | 10.1253 | 0 | 0 | 0 | 0 | 0 | -1e-12 | 0 | -1e-12 | 0 | 0 | 1e-12 | 0 | 0 | 0 | -1e-12 | 0 | -1e-12 | 0 | 0 | 1e-12 | 1e-12 | 0 | 0 | 0 | 0
(C) Min. Efficiency HP FS (RTU, NG Heat) | Efficient competed | New England, Mid Atlantic, East North Central, West North Central, South Atlantic, East South Central, West South Central, Mountain, Pacific | Commercial (New), Commercial (Existing) | Heating (Equip.), Cooling (Equip.), Ventilation | 999 | 999 | 0.4971 | 10.1253 | 0 | 0 | -1e-12 | 0 | 0 | 0 | 0 | 0 | 1e-12 | 0 | 1e-12 | 0 | 0 | 1e-12 | -1e-12 | 0 | 0 | 0 | 1e-12 | 0 | 0 | 0 | 0 | 0 | 1e-12
(C) Ref. Case ASHP (RTU) | Baseline uncompeted | New England, Mid Atlantic, East North Central, West North Central, South Atlantic, East South Central, West South Central, Mountain, Pacific | Commercial (New), Commercial (Existing) | Heating (Equip.), Cooling (Equip.), Ventilation | -26.7853 | 999 | 1376.6794 | 19119.6745 | 49.0979 | 48.392 | 47.8545 | 47.2876 | 46.3257 | 45.3101 | 44.4739 | 43.8211 | 43.3332 | 42.9403 | 42.5674 | 42.1787 | 41.6833 | 41.2538 | 40.9008 | 40.6661 | 40.4068 | 40.1661 | 39.9397 | 39.7413 | 39.5644 | 39.3953 | 39.2397 | 39.101 | 38.9781
(C) Ref. Case ASHP (RTU) | Efficient uncompeted | New England, Mid Atlantic, East North Central, West North Central, South Atlantic, East South Central, West South Central, Mountain, Pacific | Commercial (New), Commercial (Existing) | Heating (Equip.), Cooling (Equip.), Ventilation | -26.7853 | 999 | 1376.6794 | 19119.6745 | 49.0669 | 48.1453 | 47.5936 | 47.0149 | 46.043 | 45.0199 | 44.1764 | 43.5163 | 43.0213 | 42.6214 | 42.2426 | 41.8491 | 41.3518 | 40.9253 | 40.5807 | 40.3569 | 40.1086 | 39.8786 | 39.6628 | 39.4739 | 39.3063 | 39.1459 | 38.9988 | 38.8684 | 38.7532
(C) Ref. Case ASHP (RTU) | Baseline competed | New England, Mid Atlantic, East North Central, West North Central, South Atlantic, East South Central, West South Central, Mountain, Pacific | Commercial (New), Commercial (Existing) | Heating (Equip.), Cooling (Equip.), Ventilation | -26.7853 | 999 | 1376.6794 | 19119.6745 | 49.0979 | 48.392 | 47.8545 | 47.2876 | 46.3257 | 45.3101 | 44.4739 | 43.8211 | 43.3332 | 42.9403 | 42.5674 | 42.1787 | 41.6833 | 41.2538 | 40.9008 | 40.6661 | 40.4068 | 40.1661 | 39.9397 | 39.7413 | 39.5644 | 39.3953 | 39.2397 | 39.101 | 38.9781
(C) Ref. Case ASHP (RTU) | Efficient competed | New England, Mid Atlantic, East North Central, West North Central, South Atlantic, East South Central, West South Central, Mountain, Pacific | Commercial (New), Commercial (Existing) | Heating (Equip.), Cooling (Equip.), Ventilation | -26.7853 | 999 | 1376.6794 | 19119.6745 | 49.0669 | 48.1453 | 47.5936 | 47.0149 | 46.043 | 45.0199 | 44.1764 | 43.5163 | 43.0213 | 42.6214 | 42.2426 | 41.8491 | 41.3518 | 40.9253 | 40.5807 | 40.3569 | 40.1086 | 39.8786 | 39.6628 | 39.4739 | 39.3063 | 39.1459 | 38.9988 | 38.8684 | 38.7532
(C) Ref. Case Electric Other | Baseline uncompeted | New England, Mid Atlantic, East North Central, West North Central, South Atlantic, East South Central, West South Central, Mountain, Pacific | Commercial (New), Commercial (Existing) | Other | 999 | 999 | 999 | 999 | 768.8349 | 769.6893 | 765.8966 | 761.5776 | 756.8953 | 751.8865 | 747.2457 | 743.0839 | 739.3118 | 735.889 | 732.6478 | 729.3994 | 725.7243 | 722.1107 | 718.5109 | 714.8493 | 710.8634 | 706.6927 | 702.4268 | 698.0801 | 693.6244 | 689.0768 | 684.5137 | 679.9084 | 675.3136
(C) Ref. Case Electric Other | Efficient uncompeted | New England, Mid Atlantic, East North Central, West North Central, South Atlantic, East South Central, West South Central, Mountain, Pacific | Commercial (New), Commercial (Existing) | Other | 999 | 999 | 999 | 999 | 768.8349 | 769.6893 | 765.8966 | 761.5776 | 756.8953 | 751.8865 | 747.2457 | 743.0839 | 739.3118 | 735.889 | 732.6478 | 729.3994 | 725.7243 | 722.1107 | 718.5109 | 714.8493 | 710.8634 | 706.6927 | 702.4268 | 698.0801 | 693.6244 | 689.0768 | 684.5137 | 679.9084 | 675.3136
(C) Ref. Case Electric Other | Baseline competed | New England, Mid Atlantic, East North Central, West North Central, South Atlantic, East South Central, West South Central, Mountain, Pacific | Commercial (New), Commercial (Existing) | Other | 999 | 999 | 999 | 999 | 768.8349 | 769.6893 | 765.8966 | 761.5776 | 756.8953 | 751.8865 | 747.2457 | 743.0839 | 739.3118 | 735.889 | 732.6478 | 729.3994 | 725.7243 | 722.1107 | 718.5109 | 714.8493 | 710.8634 | 706.6927 | 702.4268 | 698.0801 | 693.6244 | 689.0768 | 684.5137 | 679.9084 | 675.3136
(C) Ref. Case Electric Other | Efficient competed | New England, Mid Atlantic, East North Central, West North Central, South Atlantic, East South Central, West South Central, Mountain, Pacific | Commercial (New), Commercial (Existing) | Other | 999 | 999 | 999 | 999 | 768.8349 | 769.6893 | 765.8966 | 761.5776 | 756.8953 | 751.8865 | 747.2457 | 743.0839 | 739.3118 | 735.889 | 732.6478 | 729.3994 | 725.7243 | 722.1107 | 718.5109 | 714.8493 | 710.8634 | 706.6927 | 702.4268 | 698.0801 | 693.6244 | 689.0768 | 684.5137 | 679.9084 | 675.3136
(C) Ref. Case Electric Range | Baseline uncompeted | New England, Mid Atlantic, East North Central, West North Central, South Atlantic, East South Central, West South Central, Mountain, Pacific | Commercial (New), Commercial (Existing) | Cooking | 999 | 0 | 999 | 999 | 32.8632 | 32.7294 | 32.6676 | 32.4778 | 32.1653 | 31.7368 | 31.3998 | 31.1556 | 30.9919 | 30.8716 | 30.7425 | 30.5606 | 30.2649 | 30.0072 | 29.778 | 29.6139 | 29.4148 | 29.1988 | 28.9758 | 28.7486 | 28.514 | 28.2672 | 28.0192 | 27.7636 | 27.5092
(C) Ref. Case Electric Range | Efficient uncompeted | New England, Mid Atlantic, East North Central, West North Central, South Atlantic, East South Central, West South Central, Mountain, Pacific | Commercial (New), Commercial (Existing) | Cooking | 999 | 0 | 999 | 999 | 32.8632 | 32.7294 | 32.6676 | 32.4778 | 32.1653 | 31.7368 | 31.3998 | 31.1556 | 30.9919 | 30.8716 | 30.7425 | 30.5606 | 30.2649 | 30.0072 | 29.778 | 29.6139 | 29.4148 | 29.1988 | 28.9758 | 28.7486 | 28.514 | 28.2672 | 28.0192 | 27.7636 | 27.5092
(C) Ref. Case Electric Range | Baseline competed | New England, Mid Atlantic, East North Central, West North Central, South Atlantic, East South Central, West South Central, Mountain, Pacific | Commercial (New), Commercial (Existing) | Cooking | 999 | 0 | 999 | 999 | 32.8632 | 32.7294 | 32.6676 | 32.4778 | 32.1653 | 31.7368 | 31.3998 | 31.1556 | 30.9919 | 30.8716 | 30.7425 | 30.5606 | 30.2649 | 30.0072 | 29.778 | 29.6139 | 29.4148 | 29.1988 | 28.9758 | 28.7486 | 28.514 | 28.2672 | 28.0192 | 27.7636 | 27.5092
(C) Ref. Case Electric Range | Efficient competed | New England, Mid Atlantic, East North Central, West North Central, South Atlantic, East South Central, West South Central, Mountain, Pacific | Commercial (New), Commercial (Existing) | Cooking | 999 | 0 | 999 | 999 | 32.8632 | 32.7294 | 32.6676 | 32.4778 | 32.1653 | 31.7368 | 31.3998 | 31.1556 | 30.9919 | 30.8716 | 30.7425 | 30.5606 | 30.2649 | 30.0072 | 29.778 | 29.6139 | 29.4148 | 29.1988 | 28.9758 | 28.7486 | 28.514 | 28.2672 | 28.0192 | 27.7636 | 27.5092
(C) Ref. Case Fossil Other | Baseline uncompeted | New England, Mid Atlantic, East North Central, West North Central, South Atlantic, East South Central, West South Central, Mountain, Pacific | Commercial (New), Commercial (Existing) | Other | 999 | 0 | 999 | 999 | 962.5343 | 972.0817 | 970.7012 | 969.6671 | 967.8715 | 966.996 | 967.1493 | 968.6611 | 969.5017 | 971.8763 | 975.1837 | 978.2754 | 983.4608 | 987.9524 | 991.9608 | 994.8135 | 997.7059 | 1000.786 | 1004.0642 | 1007.3917 | 1010.2844 | 1013.1176 | 1016.0334 | 1018.908 | 1021.6571
(C) Ref. Case Fossil Other | Efficient uncompeted | New England, Mid Atlantic, East North Central, West North Central, South Atlantic, East South Central, West South Central, Mountain, Pacific | Commercial (New), Commercial (Existing) | Other | 999 | 0 | 999 | 999 | 962.5343 | 972.0817 | 970.7012 | 969.6671 | 967.8715 | 966.996 | 967.1493 | 968.6611 | 969.5017 | 971.8763 | 975.1837 | 978.2754 | 983.4608 | 987.9524 | 991.9608 | 994.8135 | 997.7059 | 1000.786 | 1004.0642 | 1007.3917 | 1010.2844 | 1013.1176 | 1016.0334 | 1018.908 | 1021.6571
(C) Ref. Case Fossil Other | Baseline competed | New England, Mid Atlantic, East North Central, West North Central, South Atlantic, East South Central, West South Central, Mountain, Pacific | Commercial (New), Commercial (Existing) | Other | 999 | 0 | 999 | 999 | 962.5343 | 972.0817 | 970.7012 | 969.6671 | 967.8715 | 966.996 | 967.1493 | 968.6611 | 969.5017 | 971.8763 | 975.1837 | 978.2754 | 983.4608 | 987.9524 | 991.9608 | 994.8135 | 997.7059 | 1000.786 | 1004.0642 | 1007.3917 | 1010.2844 | 1013.1176 | 1016.0334 | 1018.908 | 1021.6571
(C) Ref. Case Fossil Other | Efficient competed | New England, Mid Atlantic, East North Central, West North Central, South Atlantic, East South Central, West South Central, Mountain, Pacific | Commercial (New), Commercial (Existing) | Other | 999 | 0 | 999 | 999 | 962.5343 | 972.0817 | 970.7012 | 969.6671 | 967.8715 | 966.996 | 967.1493 | 968.6611 | 969.5017 | 971.8763 | 975.1837 | 978.2754 | 983.4608 | 987.9524 | 991.9608 | 994.8135 | 997.7059 | 1000.786 | 1004.0642 | 1007.3917 | 1010.2844 | 1013.1176 | 1016.0334 | 1018.908 | 1021.6571
(C) Ref. Case GSHP | Baseline uncompeted | New England, Mid Atlantic, East North Central, West North Central, South Atlantic, East South Central, West South Central, Mountain, Pacific | Commercial (New), Commercial (Existing) | Heating (Equip.), Cooling (Equip.), Ventilation | 999 | 999 | 999 | 999 | 0.94123 | 0.90106 | 0.86791 | 0.83234 | 0.79757 | 0.75653 | 0.72277 | 0.69035 | 0.66272 | 0.63664 | 0.61209 | 0.58672 | 0.56078 | 0.53523 | 0.51273 | 0.4931 | 0.47189 | 0.45163 | 0.43409 | 0.41578 | 0.39863 | 0.38175 | 0.36585 | 0.35054 | 0.33644
(C) Ref. Case GSHP | Efficient uncompeted | New England, Mid Atlantic, East North Central, West North Central, South Atlantic, East South Central, West South Central, Mountain, Pacific | Commercial (New), Commercial (Existing) | Heating (Equip.), Cooling (Equip.), Ventilation | 999 | 999 | 999 | 999 | 0.94908 | 0.91636 | 0.89024 | 0.8613 | 0.83247 | 0.79693 | 0.76842 | 0.74097 | 0.71815 | 0.696 | 0.67002 | 0.64246 | 0.61422 | 0.58633 | 0.56176 | 0.5404 | 0.51736 | 0.49531 | 0.47623 | 0.45624 | 0.43749 | 0.41906 | 0.40169 | 0.385 | 0.36957
(C) Ref. Case GSHP | Baseline competed | New England, Mid Atlantic, East North Central, West North Central, South Atlantic, East South Central, West South Central, Mountain, Pacific | Commercial (New), Commercial (Existing) | Heating (Equip.), Cooling (Equip.), Ventilation | 999 | 999 | 999 | 999 | 0.94123 | 0.90106 | 0.86791 | 0.83234 | 0.79757 | 0.75653 | 0.72277 | 0.69035 | 0.66272 | 0.63664 | 0.61209 | 0.58672 | 0.56078 | 0.53523 | 0.51273 | 0.4931 | 0.47189 | 0.45163 | 0.43409 | 0.41578 | 0.39863 | 0.38175 | 0.36585 | 0.35054 | 0.33644
(C) Ref. Case GSHP | Efficient competed | New England, Mid Atlantic, East North Central, West North Central, South Atlantic, East South Central, West South Central, Mountain, Pacific | Commercial (New), Commercial (Existing) | Heating (Equip.), Cooling (Equip.), Ventilation | 999 | 999 | 999 | 999 | 0.94908 | 0.91636 | 0.89024 | 0.8613 | 0.83247 | 0.79693 | 0.76842 | 0.74097 | 0.71815 | 0.696 | 0.67002 | 0.64246 | 0.61422 | 0.58633 | 0.56176 | 0.5404 | 0.51736 | 0.49531 | 0.47623 | 0.45624 | 0.43749 | 0.41906 | 0.40169 | 0.385 | 0.36957
(C) Ref. Case Gas Range | Baseline uncompeted | New England, Mid Atlantic, East North Central, West North Central, South Atlantic, East South Central, West South Central, Mountain, Pacific | Commercial (New), Commercial (Existing) | Cooking | 999 | 0 | 999 | 999 | 178.0184 | 179.449 | 179.5466 | 178.5499 | 177.1207 | 175.8983 | 175.3773 | 175.8166 | 176.3625 | 177.3484 | 178.5918 | 179.8487 | 181.7037 | 183.4855 | 184.9749 | 186.2348 | 187.4073 | 188.6425 | 189.9284 | 191.2379 | 192.3687 | 193.4519 | 194.5493 | 195.6058 | 196.6167
(C) Ref. Case Gas Range | Efficient uncompeted | New England, Mid Atlantic, East North Central, West North Central, South Atlantic, East South Central, West South Central, Mountain, Pacific | Commercial (New), Commercial (Existing) | Cooking | 999 | 0 | 999 | 999 | 178.0184 | 179.449 | 179.5466 | 178.5499 | 177.1207 | 175.8983 | 175.3773 | 175.8166 | 176.3625 | 177.3484 | 178.5918 | 179.8487 | 181.7037 | 183.4855 | 184.9749 | 186.2348 | 187.4073 | 188.6425 | 189.9284 | 191.2379 | 192.3687 | 193.4519 | 194.5493 | 195.6058 | 196.6167
(C) Ref. Case Gas Range | Baseline competed | New England, Mid Atlantic, East North Central, West North Central, South Atlantic, East South Central, West South Central, Mountain, Pacific | Commercial (New), Commercial (Existing) | Cooking | 999 | 0 | 999 | 999 | 178.0184 | 179.449 | 179.5466 | 178.5499 | 177.1207 | 175.8983 | 175.3773 | 175.8166 | 176.3625 | 177.3484 | 178.5918 | 179.8487 | 181.7037 | 183.4855 | 184.9749 | 186.2348 | 187.4073 | 188.6425 | 189.9284 | 191.2379 | 192.3687 | 193.4519 | 194.5493 | 195.6058 | 196.6167
(C) Ref. Case Gas Range | Efficient competed | New England, Mid Atlantic, East North Central, West North Central, South Atlantic, East South Central, West South Central, Mountain, Pacific | Commercial (New), Commercial (Existing) | Cooking | 999 | 0 | 999 | 999 | 178.0184 | 179.449 | 179.5466 | 178.5499 | 177.1207 | 175.8983 | 175.3773 | 175.8166 | 176.3625 | 177.3484 | 178.5918 | 179.8487 | 181.7037 | 183.4855 | 184.9749 | 186.2348 | 187.4073 | 188.6425 | 189.9284 | 191.2379 | 192.3687 | 193.4519 | 194.5493 | 195.6058 | 196.6167
(C) Ref. Case Gas WH | Baseline uncompeted | New England, Mid Atlantic, East North Central, West North Central, South Atlantic, East South Central, West South Central, Mountain, Pacific | Commercial (New), Commercial (Existing) | Water Heating | 999 | 0 | 999 | 999 | 91.0915 | 92.1009 | 92.4847 | 92.2697 | 91.8094 | 91.451 | 91.4959 | 92.0706 | 93.1137 | 94.2735 | 95.4343 | 96.4659 | 97.4684 | 98.5169 | 99.5911 | 100.652 | 101.6863 | 102.7631 | 103.8839 | 105.0528 | 106.1221 | 107.1629 | 108.2123 | 109.2441 | 110.2567
(C) Ref. Case Gas WH | Efficient uncompeted | New England, Mid Atlantic, East North Central, West North Central, South Atlantic, East South Central, West South Central, Mountain, Pacific | Commercial (New), Commercial (Existing) | Water Heating | 999 | 0 | 999 | 999 | 91.0915 | 92.1009 | 92.4847 | 92.2697 | 91.8094 | 91.451 | 91.4959 | 92.0706 | 93.1137 | 94.2735 | 95.4343 | 96.4659 | 97.4684 | 98.5169 | 99.5911 | 100.652 | 101.6863 | 102.7631 | 103.8839 | 105.0528 | 106.1221 | 107.1629 | 108.2123 | 109.2441 | 110.2567
(C) Ref. Case Gas WH | Baseline competed | New England, Mid Atlantic, East North Central, West North Central, South Atlantic, East South Central, West South Central, Mountain, Pacific | Commercial (New), Commercial (Existing) | Water Heating | 999 | 0 | 999 | 999 | 91.0915 | 92.1009 | 92.4847 | 92.2697 | 91.8094 | 91.451 | 91.4959 | 92.0706 | 93.1137 | 94.2735 | 95.4343 | 96.4659 | 97.4684 | 98.5169 | 99.5911 | 100.652 | 101.6863 | 102.7631 | 103.8839 | 105.0528 | 106.1221 | 107.1629 | 108.2123 | 109.2441 | 110.2567
(C) Ref. Case Gas WH | Efficient competed | New England, Mid Atlantic, East North Central, West North Central, South Atlantic, East South Central, West South Central, Mountain, Pacific | Commercial (New), Commercial (Existing) | Water Heating | 999 | 0 | 999 | 999 | 91.0915 | 92.1009 | 92.4847 | 92.2697 | 91.8094 | 91.451 | 91.4959 | 92.0706 | 93.1137 | 94.2735 | 95.4343 | 96.4659 | 97.4684 | 98.5169 | 99.5911 | 100.652 | 101.6863 | 102.7631 | 103.8839 | 105.0528 | 106.1221 | 107.1629 | 108.2123 | 109.2441 | 110.2567
(C) Ref. Case Lighting | Baseline uncompeted | New England, Mid Atlantic, East North Central, West North Central, South Atlantic, East South Central, West South Central, Mountain, Pacific | Commercial (New), Commercial (Existing) | Lighting | 999 | 0 | 999 | 999 | 215.9143 | 214.3351 | 214.227 | 213.7541 | 209.4339 | 204.7711 | 201.1527 | 198.3144 | 196.1185 | 194.3631 | 192.8566 | 191.4014 | 189.5209 | 188.2518 | 186.434 | 185.3247 | 184.2502 | 183.3348 | 182.5902 | 181.992 | 181.5187 | 181.0854 | 180.7213 | 180.3896 | 180.1452
(C) Ref. Case Lighting | Efficient uncompeted | New England, Mid Atlantic, East North Central, West North Central, South Atlantic, East South Central, West South Central, Mountain, Pacific | Commercial (New), Commercial (Existing) | Lighting | 999 | 0 | 999 | 999 | 215.9143 | 214.3351 | 214.227 | 213.7541 | 209.4339 | 204.7711 | 201.1527 | 198.3144 | 196.1185 | 194.3631 | 192.8566 | 191.4014 | 189.5209 | 188.2518 | 186.434 | 185.3247 | 184.2502 | 183.3348 | 182.5902 | 181.992 | 181.5187 | 181.0854 | 180.7213 | 180.3896 | 180.1452
(C) Ref. Case Lighting | Baseline competed | New England, Mid Atlantic, East North Central, West North Central, South Atlantic, East South Central, West South Central, Mountain, Pacific | Commercial (New), Commercial (Existing) | Lighting | 999 | 0 | 999 | 999 | 190.8419 | 189.4481 | 189.3597 | 188.9506 | 185.1407 | 181.0237 | 177.8329 | 175.3346 | 173.4039 | 171.8606 | 172.4207 | 172.7134 | 172.3797 | 172.4021 | 171.7494 | 171.6076 | 171.3786 | 171.2147 | 171.1475 | 171.3441 | 171.5191 | 171.653 | 171.783 | 171.8851 | 172.0234
(C) Ref. Case Lighting | Efficient competed | New England, Mid Atlantic, East North Central, West North Central, South Atlantic, East South Central, West South Central, Mountain, Pacific | Commercial (New), Commercial (Existing) | Lighting | 999 | 0 | 999 | 999 | 190.8419 | 189.4481 | 189.3597 | 188.9506 | 185.1407 | 181.0237 | 177.8329 | 175.3346 | 173.4039 | 171.8606 | 172.4207 | 172.7134 | 172.3797 | 172.4021 | 171.7494 | 171.6076 | 171.3786 | 171.2147 | 171.1475 | 171.3441 | 171.5191 | 171.653 | 171.783 | 171.8851 | 172.0234
(C) Ref. Case Misc. Electric Appliances | Baseline uncompeted | New England, Mid Atlantic, East North Central, West North Central, South Atlantic, East South Central, West South Central, Mountain, Pacific | Commercial (New), Commercial (Existing) | Other | 999 | 0 | 999 | 999 | 248.6438 | 250.0856 | 252.7419 | 255.4459 | 257.9406 | 260.2531 | 262.8288 | 265.9337 | 269.4952 | 273.5474 | 278.181 | 283.0266 | 287.9526 | 293.2761 | 298.9859 | 304.9704 | 311.1167 | 317.5398 | 324.1444 | 331.0748 | 338.1922 | 345.5215 | 353.1876 | 361.0525 | 369.2887
(C) Ref. Case Misc. Electric Appliances | Efficient uncompeted | New England, Mid Atlantic, East North Central, West North Central, South Atlantic, East South Central, West South Central, Mountain, Pacific | Commercial (New), Commercial (Existing) | Other | 999 | 0 | 999 | 999 | 248.6438 | 250.0856 | 252.7419 | 255.4459 | 257.9406 | 260.2531 | 262.8288 | 265.9337 | 269.4952 | 273.5474 | 278.181 | 283.0266 | 287.9526 | 293.2761 | 298.9859 | 304.9704 | 311.1167 | 317.5398 | 324.1444 | 331.0748 | 338.1922 | 345.5215 | 353.1876 | 361.0525 | 369.2887
(C) Ref. Case Misc. Electric Appliances | Baseline competed | New England, Mid Atlantic, East North Central, West North Central, South Atlantic, East South Central, West South Central, Mountain, Pacific | Commercial (New), Commercial (Existing) | Other | 999 | 0 | 999 | 999 | 248.6438 | 250.0856 | 252.7419 | 255.4459 | 257.9406 | 260.2531 | 262.8288 | 265.9337 | 269.4952 | 273.5474 | 278.181 | 283.0266 | 287.9526 | 293.2761 | 298.9859 | 304.9704 | 311.1167 | 317.5398 | 324.1444 | 331.0748 | 338.1922 | 345.5215 | 353.1876 | 361.0525 | 369.2887
(C) Ref. Case Misc. Electric Appliances | Efficient competed | New England, Mid Atlantic, East North Central, West North Central, South Atlantic, East South Central, West South Central, Mountain, Pacific | Commercial (New), Commercial (Existing) | Other | 999 | 0 | 999 | 999 | 248.6438 | 250.0856 | 252.7419 | 255.4459 | 257.9406 | 260.2531 | 262.8288 | 265.9337 | 269.4952 | 273.5474 | 278.181 | 283.0266 | 287.9526 | 293.2761 | 298.9859 | 304.9704 | 311.1167 | 317.5398 | 324.1444 | 331.0748 | 338.1922 | 345.5215 | 353.1876 | 361.0525 | 369.2887
(C) Ref. Case NG Boiler & Chiller | Baseline uncompeted | New England, Mid Atlantic, East North Central, West North Central, South Atlantic, East South Central, West South Central, Mountain, Pacific | Commercial (New), Commercial (Existing) | Heating (Equip.), Cooling (Equip.), Ventilation | -10.108 | 999 | 246.2305 | 3785.5737 | 349.3553 | 345.2954 | 340.6576 | 334.4931 | 327.3501 | 320.21 | 314.3738 | 309.981 | 306.5456 | 303.8488 | 301.4697 | 298.9404 | 296.1966 | 293.9061 | 291.9833 | 290.4933 | 289.0029 | 287.6493 | 286.4853 | 285.6209 | 284.7661 | 283.9506 | 283.345 | 282.8499 | 282.5303
(C) Ref. Case NG Boiler & Chiller | Efficient uncompeted | New England, Mid Atlantic, East North Central, West North Central, South Atlantic, East South Central, West South Central, Mountain, Pacific | Commercial (New), Commercial (Existing) | Heating (Equip.), Cooling (Equip.), Ventilation | -10.108 | 999 | 246.2305 | 3785.5737 | 348.6797 | 343.9565 | 338.6781 | 331.9042 | 324.1789 | 316.484 | 310.0997 | 305.155 | 301.1633 | 297.9066 | 294.9725 | 291.9031 | 288.6433 | 285.8465 | 283.5672 | 281.9835 | 280.5492 | 279.275 | 278.1908 | 277.3995 | 276.623 | 275.8865 | 275.3562 | 274.9357 | 274.6905
(C) Ref. Case NG Boiler & Chiller | Baseline competed | New England, Mid Atlantic, East North Central, West North Central, South Atlantic, East South Central, West South Central, Mountain, Pacific | Commercial (New), Commercial (Existing) | Heating (Equip.), Cooling (Equip.), Ventilation | -10.108 | 999 | 246.2305 | 3785.5737 | 349.3553 | 345.2954 | 340.6576 | 334.4931 | 327.3501 | 320.21 | 314.3738 | 309.981 | 306.5456 | 303.8488 | 301.4697 | 298.9404 | 296.1966 | 293.9061 | 291.9833 | 290.4933 | 289.0029 | 287.6493 | 286.4853 | 285.6209 | 284.7661 | 283.9506 | 283.345 | 282.8499 | 282.5303
(C) Ref. Case NG Boiler & Chiller | Efficient competed | New England, Mid Atlantic, East North Central, West North Central, South Atlantic, East South Central, West South Central, Mountain, Pacific | Commercial (New), Commercial (Existing) | Heating (Equip.), Cooling (Equip.), Ventilation | -10.108 | 999 | 246.2305 | 3785.5737 | 348.6797 | 343.9565 | 338.6781 | 331.9042 | 324.1789 | 316.484 | 310.0997 | 305.155 | 301.1633 | 297.9066 | 294.9725 | 291.9031 | 288.6433 | 285.8465 | 283.5672 | 281.9835 | 280.5492 | 279.275 | 278.1908 | 277.3995 | 276.623 | 275.8865 | 275.3562 | 274.9357 | 274.6905
(C) Ref. Case NG Furnace & AC | Baseline uncompeted | New England, Mid Atlantic, East North Central, West North Central, South Atlantic, East South Central, West South Central, Mountain, Pacific | Commercial (New), Commercial (Existing) | Heating (Equip.), Cooling (Equip.), Ventilation | -8.4455 | 78.2626 | 97.2544 | 1763.5185 | 65.3582 | 66.5364 | 67.5447 | 68.1473 | 68.494 | 68.7741 | 69.2665 | 70.0377 | 70.9841 | 72.0662 | 73.19 | 74.2456 | 75.2139 | 76.2302 | 77.2914 | 78.4738 | 79.6221 | 80.7727 | 81.9303 | 83.1377 | 84.3171 | 85.4893 | 86.7121 | 87.965 | 89.2518
(C) Ref. Case NG Furnace & AC | Efficient uncompeted | New England, Mid Atlantic, East North Central, West North Central, South Atlantic, East South Central, West South Central, Mountain, Pacific | Commercial (New), Commercial (Existing) | Heating (Equip.), Cooling (Equip.), Ventilation | -8.4455 | 78.2626 | 97.2544 | 1763.5185 | 65.1099 | 66.041 | 66.8087 | 67.1817 | 67.3093 | 67.3784 | 67.6627 | 68.2238 | 68.9603 | 69.8321 | 70.7476 | 71.6017 | 72.371 | 73.1919 | 74.0634 | 75.0649 | 76.0505 | 77.0718 | 78.1574 | 79.349 | 80.5351 | 81.7191 | 82.9545 | 84.2217 | 85.5242
(C) Ref. Case NG Furnace & AC | Baseline competed | New England, Mid Atlantic, East North Central, West North Central, South Atlantic, East South Central, West South Central, Mountain, Pacific | Commercial (New), Commercial (Existing) | Heating (Equip.), Cooling (Equip.), Ventilation | -8.4455 | 78.2626 | 97.2544 | 1763.5185 | 65.3582 | 66.5364 | 67.5447 | 68.1473 | 68.494 | 68.7741 | 69.2665 | 70.0377 | 70.9841 | 72.0662 | 73.19 | 74.2456 | 75.2139 | 76.2302 | 77.2914 | 78.4738 | 79.6221 | 80.7727 | 81.9303 | 83.1377 | 84.3171 | 85.4893 | 86.7121 | 87.965 | 89.2518
(C) Ref. Case NG Furnace & AC | Efficient competed | New England, Mid Atlantic, East North Central, West North Central, South Atlantic, East South Central, West South Central, Mountain, Pacific | Commercial (New), Commercial (Existing) | Heating (Equip.), Cooling (Equip.), Ventilation | -8.4455 | 78.2626 | 97.2544 | 1763.5185 | 65.1099 | 66.041 | 66.8087 | 67.1817 | 67.3093 | 67.3784 | 67.6627 | 68.2238 | 68.9603 | 69.8321 | 70.7476 | 71.6017 | 72.371 | 73.1919 | 74.0634 | 75.0649 | 76.0505 | 77.0718 | 78.1574 | 79.349 | 80.5351 | 81.7191 | 82.9545 | 84.2217 | 85.5242
(C) Ref. Case Other Fossil Boiler & Chiller | Baseline uncompeted | New England, Mid Atlantic, East North Central, West North Central, South Atlantic, East South Central, West South Central, Mountain, Pacific | Commercial (New), Commercial (Existing) | Heating (Equip.), Cooling (Equip.), Ventilation | 267.1845 | 0.37427 | 0.8162 | 10.8389 | 31.0286 | 30.5666 | 30.1047 | 29.5475 | 28.9729 | 28.474 | 27.938 | 27.3654 | 26.7874 | 26.2871 | 25.8339 | 25.3694 | 24.9082 | 24.4821 | 24.1005 | 23.7716 | 23.4534 | 23.1696 | 22.8939 | 22.6281 | 22.378 | 22.1446 | 21.9387 | 21.7449 | 21.5712
(C) Ref. Case Other Fossil Boiler & Chiller | Efficient uncompeted | New England, Mid Atlantic, East North Central, West North Central, South Atlantic, East South Central, West South Central, Mountain, Pacific | Commercial (New), Commercial (Existing) | Heating (Equip.), Cooling (Equip.), Ventilation | 267.1845 | 0.37427 | 0.8162 | 10.8389 | 30.9818 | 30.4744 | 29.9678 | 29.3689 | 28.7538 | 28.2153 | 27.6413 | 27.0328 | 26.4202 | 25.886 | 25.3994 | 24.9036 | 24.4122 | 23.9637 | 23.5793 | 23.2583 | 22.9504 | 22.6761 | 22.41 | 22.1536 | 21.9127 | 21.688 | 21.4902 | 21.3043 | 21.1381
(C) Ref. Case Other Fossil Boiler & Chiller | Baseline competed | New England, Mid Atlantic, East North Central, West North Central, South Atlantic, East South Central, West South Central, Mountain, Pacific | Commercial (New), Commercial (Existing) | Heating (Equip.), Cooling (Equip.), Ventilation | 267.1845 | 0.37427 | 0.8162 | 10.8389 | 31.0286 | 30.5666 | 30.1047 | 29.5475 | 28.9729 | 28.474 | 27.938 | 27.3654 | 26.7874 | 26.2871 | 25.8339 | 25.3694 | 24.9082 | 24.4821 | 24.1005 | 23.7716 | 23.4534 | 23.1696 | 22.8939 | 22.6281 | 22.378 | 22.1446 | 21.9387 | 21.7449 | 21.5712
(C) Ref. Case Other Fossil Boiler & Chiller | Efficient competed | New England, Mid Atlantic, East North Central, West North Central, South Atlantic, East South Central, West South Central, Mountain, Pacific | Commercial (New), Commercial (Existing) | Heating (Equip.), Cooling (Equip.), Ventilation | 267.1845 | 0.37427 | 0.8162 | 10.8389 | 30.9818 | 30.4744 | 29.9678 | 29.3689 | 28.7538 | 28.2153 | 27.6413 | 27.0328 | 26.4202 | 25.886 | 25.3994 | 24.9036 | 24.4122 | 23.9637 | 23.5793 | 23.2583 | 22.9504 | 22.6761 | 22.41 | 22.1536 | 21.9127 | 21.688 | 21.4902 | 21.3043 | 21.1381
(C) Ref. Case Other Fossil Furnace & AC | Baseline uncompeted | New England, Mid Atlantic, East North Central, West North Central, South Atlantic, East South Central, West South Central, Mountain, Pacific | Commercial (New), Commercial (Existing) | Heating (Equip.), Cooling (Equip.), Ventilation | -0.21 | 23.5898 | 72.7063 | 959.1518 | 16.2306 | 16.6197 | 17.0383 | 17.3904 | 17.6973 | 17.9789 | 18.3091 | 18.6845 | 19.1064 | 19.5712 | 20.0519 | 20.5228 | 20.9358 | 21.3693 | 21.843 | 22.4054 | 22.9711 | 23.5375 | 24.1059 | 24.6917 | 25.2884 | 25.8942 | 26.5305 | 27.1917 | 27.8787
(C) Ref. Case Other Fossil Furnace & AC | Efficient uncompeted | New England, Mid Atlantic, East North Central, West North Central, South Atlantic, East South Central, West South Central, Mountain, Pacific | Commercial (New), Commercial (Existing) | Heating (Equip.), Cooling (Equip.), Ventilation | -0.21 | 23.5898 | 72.7063 | 959.1518 | 16.2133 | 16.583 | 16.9852 | 17.3219 | 17.6136 | 17.8802 | 18.1961 | 18.5573 | 18.9651 | 19.4157 | 19.8824 | 20.34 | 20.7413 | 21.1628 | 21.6251 | 22.1756 | 22.7303 | 23.2846 | 23.84 | 24.4167 | 25.0096 | 25.6149 | 26.2534 | 26.9173 | 27.6072
(C) Ref. Case Other Fossil Furnace & AC | Baseline competed | New England, Mid Atlantic, East North Central, West North Central, South Atlantic, East South Central, West South Central, Mountain, Pacific | Commercial (New), Commercial (Existing) | Heating (Equip.), Cooling (Equip.), Ventilation | -0.21 | 23.5898 | 72.7063 | 959.1518 | 16.2306 | 16.6197 | 17.0383 | 17.3904 | 17.6973 | 17.9789 | 18.3091 | 18.6845 | 19.1064 | 19.5712 | 20.0519 | 20.5228 | 20.9358 | 21.3693 | 21.843 | 22.4054 | 22.9711 | 23.5375 | 24.1059 | 24.6917 | 25.2884 | 25.8942 | 26.5305 | 27.1917 | 27.8787
(C) Ref. Case Other Fossil Furnace & AC | Efficient competed | New England, Mid Atlantic, East North Central, West North Central, South Atlantic, East South Central, West South Central, Mountain, Pacific | Commercial (New), Commercial (Existing) | Heating (Equip.), Cooling (Equip.), Ventilation | -0.21 | 23.5898 | 72.7063 | 959.1518 | 16.2133 | 16.583 | 16.9852 | 17.3219 | 17.6136 | 17.8802 | 18.1961 | 18.5573 | 18.9651 | 19.4157 | 19.8824 | 20.34 | 20.7413 | 21.1628 | 21.6251 | 22.1756 | 22.7303 | 23.2846 | 23.84 | 24.4167 | 25.0096 | 25.6149 | 26.2534 | 26.9173 | 27.6072
(C) Ref. Case Plug Loads | Baseline uncompeted | New England, Mid Atlantic, East North Central, West North Central, South Atlantic, East South Central, West South Central, Mountain, Pacific | Commercial (New), Commercial (Existing) | Computers and Electronics | 999 | 0 | 999 | 999 | 86.4955 | 84.5221 | 82.6237 | 80.7214 | 78.853 | 77.0467 | 75.2738 | 73.8807 | 72.7235 | 71.634 | 70.7863 | 69.992 | 69.2077 | 68.7216 | 68.1358 | 67.4349 | 67.0317 | 66.3012 | 65.6917 | 64.9868 | 64.4287 | 63.5354 | 62.5485 | 61.4636 | 60.2839
(C) Ref. Case Plug Loads | Efficient uncompeted | New England, Mid Atlantic, East North Central, West North Central, South Atlantic, East South Central, West South Central, Mountain, Pacific | Commercial (New), Commercial (Existing) | Computers and Electronics | 999 | 0 | 999 | 999 | 86.4955 | 84.5221 | 82.6237 | 80.7214 | 78.853 | 77.0467 | 75.2738 | 73.8807 | 72.7235 | 71.634 | 70.7863 | 69.992 | 69.2077 | 68.7216 | 68.1358 | 67.4349 | 67.0317 | 66.3012 | 65.6917 | 64.9868 | 64.4287 | 63.5354 | 62.5485 | 61.4636 | 60.2839
(C) Ref. Case Plug Loads | Baseline competed | New England, Mid Atlantic, East North Central, West North Central, South Atlantic, East South Central, West South Central, Mountain, Pacific | Commercial (New), Commercial (Existing) | Computers and Electronics | 999 | 0 | 999 | 999 | 86.4955 | 84.5221 | 82.6237 | 80.7214 | 78.853 | 77.0467 | 75.2738 | 73.8807 | 72.7235 | 71.634 | 70.7863 | 69.992 | 69.2077 | 68.7216 | 68.1358 | 67.4349 | 67.0317 | 66.3012 | 65.6917 | 64.9868 | 64.4287 | 63.5354 | 62.5485 | 61.4636 | 60.2839
(C) Ref. Case Plug Loads | Efficient competed | New England, Mid Atlantic, East North Central, West North Central, South Atlantic, East South Central, West South Central, Mountain, Pacific | Commercial (New), Commercial (Existing) | Computers and Electronics | 999 | 0 | 999 | 999 | 86.4955 | 84.5221 | 82.6237 | 80.7214 | 78.853 | 77.0467 | 75.2738 | 73.8807 | 72.7235 | 71.634 | 70.7863 | 69.992 | 69.2077 | 68.7216 | 68.1358 | 67.4349 | 67.0317 | 66.3012 | 65.6917 | 64.9868 | 64.4287 | 63.5354 | 62.5485 | 61.4636 | 60.2839
(C) Ref. Case RTU, NG Heat | Baseline uncompeted | New England, Mid Atlantic, East North Central, West North Central, South Atlantic, East South Central, West South Central, Mountain, Pacific | Commercial (New), Commercial (Existing) | Heating (Equip.), Cooling (Equip.), Ventilation | 999 | 0 | -252.6482 | -3664.5368 | 543.1833 | 549.4692 | 553.1056 | 552.9004 | 550.5869 | 548.0151 | 546.9544 | 548.0556 | 550.2323 | 553.2239 | 556.4019 | 558.8148 | 561.1216 | 563.5475 | 565.7795 | 567.79 | 569.3986 | 570.9411 | 572.4959 | 574.2013 | 575.3132 | 576.1454 | 576.9666 | 577.6375 | 578.2052
(C) Ref. Case RTU, NG Heat | Efficient uncompeted | New England, Mid Atlantic, East North Central, West North Central, South Atlantic, East South Central, West South Central, Mountain, Pacific | Commercial (New), Commercial (Existing) | Heating (Equip.), Cooling (Equip.), Ventilation | 999 | 0 | -252.6482 | -3664.5368 | 542.6165 | 548.3516 | 551.4624 | 550.7627 | 547.983 | 544.9737 | 543.4843 | 544.1572 | 545.9032 | 548.4675 | 551.2273 | 553.2394 | 555.1698 | 557.2312 | 559.1007 | 560.7431 | 562.0134 | 563.2863 | 564.68 | 566.3311 | 567.4336 | 568.2588 | 569.0766 | 569.7436 | 570.3052
(C) Ref. Case RTU, NG Heat | Baseline competed | New England, Mid Atlantic, East North Central, West North Central, South Atlantic, East South Central, West South Central, Mountain, Pacific | Commercial (New), Commercial (Existing) | Heating (Equip.), Cooling (Equip.), Ventilation | 999 | 0 | -252.6482 | -3664.5368 | 543.1833 | 549.4692 | 553.1056 | 552.9004 | 550.5869 | 548.0151 | 546.9544 | 548.0556 | 550.1347 | 553.0333 | 556.123 | 558.4525 | 560.6812 | 563.0337 | 565.1968 | 567.1428 | 568.692 | 570.1813 | 571.6921 | 573.3679 | 574.3183 | 575.0041 | 575.6818 | 575.8457 | 575.9406
(C) Ref. Case RTU, NG Heat | Efficient competed | New England, Mid Atlantic, East North Central, West North Central, South Atlantic, East South Central, West South Central, Mountain, Pacific | Commercial (New), Commercial (Existing) | Heating (Equip.), Cooling (Equip.), Ventilation | 999 | 0 | -252.6482 | -3664.5368 | 542.6165 | 548.3516 | 551.4624 | 550.7627 | 547.983 | 544.9737 | 543.4843 | 544.1572 | 545.8065 | 548.2789 | 550.9515 | 552.8813 | 554.7347 | 556.7238 | 558.5256 | 560.1048 | 561.3168 | 562.5376 | 563.8882 | 565.5102 | 566.4539 | 567.1351 | 567.8117 | 567.979 | 568.0747
(C) Ref. Case RTU, Other Fossil Heat | Baseline uncompeted | New England, Mid Atlantic, East North Central, West North Central, South Atlantic, East South Central, West South Central, Mountain, Pacific | Commercial (New), Commercial (Existing) | Heating (Equip.), Cooling (Equip.), Ventilation | 999 | 0 | -148.3721 | -1890.7338 | 25.3677 | 25.8586 | 26.3502 | 26.7321 | 27.0319 | 27.2992 | 27.5818 | 27.8495 | 28.1286 | 28.4413 | 28.7555 | 29.0266 | 29.213 | 29.4062 | 29.621 | 29.8828 | 30.1371 | 30.3717 | 30.5944 | 30.8019 | 30.9983 | 31.1826 | 31.3702 | 31.556 | 31.7451
(C) Ref. Case RTU, Other Fossil Heat | Efficient uncompeted | New England, Mid Atlantic, East North Central, West North Central, South Atlantic, East South Central, West South Central, Mountain, Pacific | Commercial (New), Commercial (Existing) | Heating (Equip.), Cooling (Equip.), Ventilation | 999 | 0 | -148.3721 | -1890.7338 | 25.2912 | 25.6775 | 26.0984 | 26.4141 | 26.6499 | 26.8556 | 27.0771 | 27.2836 | 27.5007 | 27.7489 | 28.0016 | 28.2117 | 28.3421 | 28.4782 | 28.6367 | 28.8384 | 29.0307 | 29.2065 | 29.372 | 29.5258 | 29.6952 | 29.8653 | 30.0442 | 30.2217 | 30.4028
(C) Ref. Case RTU, Other Fossil Heat | Baseline competed | New England, Mid Atlantic, East North Central, West North Central, South Atlantic, East South Central, West South Central, Mountain, Pacific | Commercial (New), Commercial (Existing) | Heating (Equip.), Cooling (Equip.), Ventilation | 999 | 0 | -148.3721 | -1890.7338 | 25.3677 | 25.8586 | 26.3502 | 26.7321 | 27.0319 | 27.2992 | 27.5818 | 27.8495 | 28.1286 | 28.4413 | 28.7555 | 29.0266 | 29.213 | 29.4062 | 29.621 | 29.8828 | 30.1371 | 30.3717 | 30.5944 | 30.8019 | 30.9983 | 31.1826 | 31.3702 | 31.556 | 31.7451
(C) Ref. Case RTU, Other Fossil Heat | Efficient competed | New England, Mid Atlantic, East North Central, West North Central, South Atlantic, East South Central, West South Central, Mountain, Pacific | Commercial (New), Commercial (Existing) | Heating (Equip.), Cooling (Equip.), Ventilation | 999 | 0 | -148.3721 | -1890.7338 | 25.2912 | 25.6775 | 26.0984 | 26.4141 | 26.6499 | 26.8556 | 27.0771 | 27.2836 | 27.5007 | 27.7489 | 28.0016 | 28.2117 | 28.3421 | 28.4782 | 28.6367 | 28.8384 | 29.0307 | 29.2065 | 29.372 | 29.5258 | 29.6952 | 29.8653 | 30.0442 | 30.2217 | 30.4028
(C) Ref. Case Refrigeration | Baseline uncompeted | New England, Mid Atlantic, East North Central, West North Central, South Atlantic, East South Central, West South Central, Mountain, Pacific | Commercial (New), Commercial (Existing) | Refrigeration | 999 | 0 | 999 | 999 | 140.7562 | 140.8766 | 141.209 | 141.3793 | 140.9889 | 140.5952 | 140.4715 | 140.6036 | 140.9592 | 141.4737 | 142.0599 | 142.6249 | 142.9968 | 143.4612 | 143.9619 | 144.6193 | 145.1792 | 145.6911 | 146.1723 | 146.63 | 147.0623 | 147.4576 | 147.8396 | 148.1946 | 148.5448
(C) Ref. Case Refrigeration | Efficient uncompeted | New England, Mid Atlantic, East North Central, West North Central, South Atlantic, East South Central, West South Central, Mountain, Pacific | Commercial (New), Commercial (Existing) | Refrigeration | 999 | 0 | 999 | 999 | 140.7562 | 140.8766 | 141.209 | 141.3793 | 140.9889 | 140.5952 | 140.4715 | 140.6036 | 140.9592 | 141.4737 | 142.0599 | 142.6249 | 142.9968 | 143.4612 | 143.9619 | 144.6193 | 145.1792 | 145.6911 | 146.1723 | 146.63 | 147.0623 | 147.4576 | 147.8396 | 148.1946 | 148.5448
(C) Ref. Case Refrigeration | Baseline competed | New England, Mid Atlantic, East North Central, West North Central, South Atlantic, East South Central, West South Central, Mountain, Pacific | Commercial (New), Commercial (Existing) | Refrigeration | 999 | 0 | 999 | 999 | 140.7562 | 140.8766 | 141.209 | 141.3793 | 140.9889 | 140.5952 | 140.4715 | 140.6036 | 140.9592 | 141.4737 | 142.0599 | 142.6249 | 142.9968 | 143.4612 | 143.9619 | 144.6193 | 145.1792 | 145.6911 | 146.1723 | 146.63 | 147.0623 | 147.4576 | 147.8396 | 148.1946 | 148.5448
(C) Ref. Case Refrigeration | Efficient competed | New England, Mid Atlantic, East North Central, West North Central, South Atlantic, East South Central, West South Central, Mountain, Pacific | Commercial (New), Commercial (Existing) | Refrigeration | 999 | 0 | 999 | 999 | 140.7562 | 140.8766 | 141.209 | 141.3793 | 140.9889 | 140.5952 | 140.4715 | 140.6036 | 140.9592 | 141.4737 | 142.0599 | 142.6249 | 142.9968 | 143.4612 | 143.9619 | 144.6193 | 145.1792 | 145.6911 | 146.1723 | 146.63 | 147.0623 | 147.4576 | 147.8396 | 148.1946 | 148.5448
(C) Ref. Case Resist. WH | Baseline uncompeted | New England, Mid Atlantic, East North Central, West North Central, South Atlantic, East South Central, West South Central, Mountain, Pacific | Commercial (New), Commercial (Existing) | Water Heating | 999 | 0 | 999 | 999 | 25.8391 | 25.6075 | 25.4478 | 25.2135 | 24.877 | 24.4278 | 24.0502 | 23.7522 | 23.5335 | 23.3632 | 23.1843 | 22.9634 | 22.638 | 22.3479 | 22.0838 | 21.8715 | 21.6385 | 21.398 | 21.1606 | 20.9268 | 20.6917 | 20.4518 | 20.2074 | 19.9598 | 19.7153
(C) Ref. Case Resist. WH | Efficient uncompeted | New England, Mid Atlantic, East North Central, West North Central, South Atlantic, East South Central, West South Central, Mountain, Pacific | Commercial (New), Commercial (Existing) | Water Heating | 999 | 0 | 999 | 999 | 25.8391 | 25.6075 | 25.4478 | 25.2135 | 24.877 | 24.4278 | 24.0502 | 23.7522 | 23.5335 | 23.3632 | 23.1843 | 22.9634 | 22.638 | 22.3479 | 22.0838 | 21.8715 | 21.6385 | 21.398 | 21.1606 | 20.9268 | 20.6917 | 20.4518 | 20.2074 | 19.9598 | 19.7153
(C) Ref. Case Resist. WH | Baseline competed | New England, Mid Atlantic, East North Central, West North Central, South Atlantic, East South Central, West South Central, Mountain, Pacific | Commercial (New), Commercial (Existing) | Water Heating | 999 | 0 | 999 | 999 | 23.0744 | 22.8675 | 22.7249 | 22.5156 | 22.2151 | 21.8141 | 21.4768 | 21.2107 | 21.0154 | 20.8633 | 20.7035 | 20.5063 | 20.2157 | 19.9567 | 19.7208 | 19.5313 | 19.3232 | 19.1084 | 18.8964 | 18.6876 | 18.4777 | 18.2635 | 18.0452 | 17.8241 | 17.6057
(C) Ref. Case Resist. WH | Efficient competed | New England, Mid Atlantic, East North Central, West North Central, South Atlantic, East South Central, West South Central, Mountain, Pacific | Commercial (New), Commercial (Existing) | Water Heating | 999 | 0 | 999 | 999 | 23.0744 | 22.8675 | 22.7249 | 22.5156 | 22.2151 | 21.8141 | 21.4768 | 21.2107 | 21.0154 | 20.8633 | 20.7035 | 20.5063 | 20.2157 | 19.9567 | 19.7208 | 19.5313 | 19.3232 | 19.1084 | 18.8964 | 18.6876 | 18.4777 | 18.2635 | 18.0452 | 17.8241 | 17.6057
(C) Ref. Case, Resist. Heat | Baseline uncompeted | New England, Mid Atlantic, East North Central, West North Central, South Atlantic, East South Central, West South Central, Mountain, Pacific | Commercial (New), Commercial (Existing) | Heating (Equip.), Cooling (Equip.), Ventilation | 15.2791 | 6.0386 | 20.4439 | 266.4441 | 198.043 | 199.4543 | 201.3462 | 202.3936 | 202.7821 | 202.411 | 202.5859 | 203.3147 | 204.5754 | 206.1306 | 207.6377 | 208.8265 | 209.1861 | 209.8645 | 210.7554 | 212.0674 | 213.1645 | 214.1526 | 215.0714 | 216.0129 | 216.9021 | 217.695 | 218.5052 | 219.2875 | 220.104
(C) Ref. Case, Resist. Heat | Efficient uncompeted | New England, Mid Atlantic, East North Central, West North Central, South Atlantic, East South Central, West South Central, Mountain, Pacific | Commercial (New), Commercial (Existing) | Heating (Equip.), Cooling (Equip.), Ventilation | 15.2791 | 6.0386 | 20.4439 | 266.4441 | 197.431 | 198.2513 | 199.5692 | 200.0637 | 199.9466 | 199.0859 | 198.7686 | 198.9974 | 199.752 | 200.7988 | 201.8081 | 202.5106 | 202.4867 | 202.898 | 203.6253 | 204.7998 | 205.8251 | 206.7582 | 207.6298 | 208.5224 | 209.3726 | 210.135 | 210.915 | 211.6681 | 212.457
(C) Ref. Case, Resist. Heat | Baseline competed | New England, Mid Atlantic, East North Central, West North Central, South Atlantic, East South Central, West South Central, Mountain, Pacific | Commercial (New), Commercial (Existing) | Heating (Equip.), Cooling (Equip.), Ventilation | 15.2791 | 6.0386 | 20.4439 | 266.4441 | 198.043 | 199.4543 | 201.3462 | 202.3936 | 202.7821 | 202.411 | 202.5859 | 203.3147 | 204.5754 | 206.1306 | 207.6377 | 208.8265 | 209.1861 | 209.8645 | 210.7554 | 212.0674 | 213.1645 | 214.1526 | 215.0714 | 216.0129 | 216.9021 | 217.695 | 218.5052 | 219.2875 | 220.104
(C) Ref. Case, Resist. Heat | Efficient competed | New England, Mid Atlantic, East North Central, West North Central, South Atlantic, East South Central, West South Central, Mountain, Pacific | Commercial (New), Commercial (Existing) | Heating (Equip.), Cooling (Equip.), Ventilation | 15.2791 | 6.0386 | 20.4439 | 266.4441 | 197.431 | 198.2513 | 199.5692 | 200.0637 | 199.9466 | 199.0859 | 198.7686 | 198.9974 | 199.752 | 200.7988 | 201.8081 | 202.5106 | 202.4867 | 202.898 | 203.6253 | 204.7998 | 205.8251 | 206.7582 | 207.6298 | 208.5224 | 209.3726 | 210.135 | 210.915 | 211.6681 | 212.457
(R) Best 120V HP Dryer FS | Baseline uncompeted | New England, Mid Atlantic, East North Central, West North Central, South Atlantic, East South Central, West South Central, Mountain, Pacific | Residential (New), Residential (Existing) | Other | 999 | 999 | 21.0151 | 407.7058 | 20.6644 | 20.9372 | 21.2152 | 21.4658 | 21.7073 | 21.9531 | 22.1703 | 22.3931 | 22.5188 | 22.6885 | 22.9025 | 23.1414 | 23.501 | 23.8513 | 24.1573 | 24.4085 | 24.6597 | 24.9225 | 25.1963 | 25.4781 | 25.7572 | 26.0397 | 26.329 | 26.621 | 26.9131
(R) Best 120V HP Dryer FS | Efficient uncompeted | New England, Mid Atlantic, East North Central, West North Central, South Atlantic, East South Central, West South Central, Mountain, Pacific | Residential (New), Residential (Existing) | Other | 999 | 999 | 21.0151 | 407.7058 | 19.473 | 18.5473 | 17.6224 | 16.6715 | 15.7144 | 14.7643 | 13.7997 | 12.8399 | 11.83 | 10.85 | 9.8952 | 8.9642 | 8.0792 | 7.6374 | 7.6629 | 7.7245 | 7.8014 | 7.8846 | 7.9712 | 8.0603 | 8.1486 | 8.238 | 8.3296 | 8.4219 | 8.5143
(R) Best 120V HP Dryer FS | Baseline competed | New England, Mid Atlantic, East North Central, West North Central, South Atlantic, East South Central, West South Central, Mountain, Pacific | Residential (New), Residential (Existing) | Other | 999 | 999 | 21.0151 | 407.7058 | 0.88124 | 0.8976 | 2.5968 | 4.1909 | 5.6852 | 7.0883 | 8.3969 | 9.6256 | 10.7322 | 11.7832 | 12.7898 | 13.7491 | 14.72 | 15.6765 | 16.5596 | 17.3609 | 18.1214 | 18.8525 | 19.5576 | 20.2386 | 20.8893 | 21.5163 | 22.1245 | 22.7124 | 23.2796
(R) Best 120V HP Dryer FS | Efficient competed | New England, Mid Atlantic, East North Central, West North Central, South Atlantic, East South Central, West South Central, Mountain, Pacific | Residential (New), Residential (Existing) | Other | 999 | 999 | 21.0151 | 407.7058 | 0.83043 | 0.79492 | 2.0924 | 3.1482 | 3.9854 | 4.628 | 5.0895 | 5.3928 | 5.5291 | 5.5473 | 5.4619 | 5.2865 | 5.0455 | 5.0176 | 5.2523 | 5.4941 | 5.733 | 5.9643 | 6.1873 | 6.4028 | 6.6086 | 6.807 | 6.9994 | 7.1854 | 7.3648
(R) Best 120V HP Dryer TS | Baseline uncompeted | New England, Mid Atlantic, East North Central, West North Central, South Atlantic, East South Central, West South Central, Mountain, Pacific | Residential (New), Residential (Existing) | Other | 11.3099 | 6.646 | 42.7854 | 601.2503 | 73.8176 | 74.2772 | 74.7708 | 74.9262 | 74.7151 | 73.9713 | 73.2213 | 72.8164 | 72.7733 | 73.0755 | 73.5505 | 74.0506 | 74.4254 | 75.0716 | 75.9924 | 77.2941 | 78.5274 | 79.7152 | 80.8856 | 82.05 | 83.1895 | 84.2822 | 85.3786 | 86.4569 | 87.532
(R) Best 120V HP Dryer TS | Efficient uncompeted | New England, Mid Atlantic, East North Central, West North Central, South Atlantic, East South Central, West South Central, Mountain, Pacific | Residential (New), Residential (Existing) | Other | 11.3099 | 6.646 | 42.7854 | 601.2503 | 69.6105 | 65.9553 | 62.44 | 58.75 | 54.9139 | 50.8533 | 46.9702 | 43.4715 | 40.3135 | 37.4334 | 34.7019 | 32.0314 | 29.4797 | 27.2952 | 27.167 | 27.6151 | 28.0557 | 28.4801 | 28.8982 | 29.3142 | 29.7214 | 30.1117 | 30.5034 | 30.8887 | 31.2728
(R) Best 120V HP Dryer TS | Baseline competed | New England, Mid Atlantic, East North Central, West North Central, South Atlantic, East South Central, West South Central, Mountain, Pacific | Residential (New), Residential (Existing) | Other | 11.3099 | 6.646 | 42.7854 | 601.2503 | 73.1007 | 73.5339 | 74.0876 | 74.3009 | 74.1453 | 73.4557 | 72.7546 | 72.3919 | 72.385 | 72.7185 | 73.2213 | 73.7467 | 74.1451 | 74.8131 | 75.753 | 77.0712 | 78.32 | 79.5223 | 80.7062 | 81.8831 | 83.0344 | 84.138 | 85.2446 | 86.3324 | 87.4163
(R) Best 120V HP Dryer TS | Efficient competed | New England, Mid Atlantic, East North Central, West North Central, South Atlantic, East South Central, West South Central, Mountain, Pacific | Residential (New), Residential (Existing) | Other | 11.3099 | 6.646 | 42.7854 | 601.2503 | 68.9345 | 65.2969 | 61.8672 | 58.255 | 54.4891 | 50.4923 | 46.6644 | 43.2122 | 40.0933 | 37.2464 | 34.5434 | 31.8979 | 29.3677 | 27.201 | 27.0814 | 27.5354 | 27.9816 | 28.4111 | 28.8341 | 29.2546 | 29.6659 | 30.0602 | 30.4556 | 30.8442 | 31.2314
(R) Best Gas WH | Baseline uncompeted | New England, Mid Atlantic, East North Central, West North Central, South Atlantic, East South Central, West South Central, Mountain, Pacific | Residential (New), Residential (Existing) | Water Heating | -20.0816 | 999 | 198.0713 | 3743.5511 | 476.1706 | 480.5098 | 485.0488 | 484.3062 | 482.9101 | 481.8683 | 480.552 | 479.9948 | 478.458 | 478.1554 | 477.9028 | 477.6841 | 479.1979 | 480.3196 | 480.5282 | 479.5148 | 478.0617 | 476.3902 | 474.5238 | 472.4616 | 470.048 | 467.4747 | 464.9272 | 462.4781 | 460.2328
(R) Best Gas WH | Efficient uncompeted | New England, Mid Atlantic, East North Central, West North Central, South Atlantic, East South Central, West South Central, Mountain, Pacific | Residential (New), Residential (Existing) | Water Heating | -20.0816 | 999 | 198.0713 | 3743.5511 | 465.0634 | 458.3037 | 451.7614 | 440.3241 | 428.5145 | 417.2441 | 405.9489 | 395.503 | 384.4459 | 374.5736 | 364.8885 | 355.4683 | 348.1792 | 348.8035 | 348.955 | 348.2191 | 347.1638 | 345.95 | 344.5946 | 343.0971 | 341.3444 | 339.4757 | 337.6257 | 335.8472 | 334.2167
(R) Best Gas WH | Baseline competed | New England, Mid Atlantic, East North Central, West North Central, South Atlantic, East South Central, West South Central, Mountain, Pacific | Residential (New), Residential (Existing) | Water Heating | -20.0816 | 999 | 198.0713 | 3743.5511 | 3.7419e-07 | 3.7967e-07 | 3.8726e-07 | 3.5884e-07 | 3.3274e-07 | 3.0942e-07 | 2.8823e-07 | 2.6505e-07 | 2.4344e-07 | 2.2386e-07 | 2.06e-07 | 1.8974e-07 | 1.7575e-07 | 1.6168e-07 | 1.4856e-07 | 1.3627e-07 | 1.2497e-07 | 1.1463e-07 | 1.0518e-07 | 9.6522e-08 | 8.8558e-08 | 8.1284e-08 | 7.4668e-08 | 6.8665e-08 | 6.3227e-08
(R) Best Gas WH | Efficient competed | New England, Mid Atlantic, East North Central, West North Central, South Atlantic, East South Central, West South Central, Mountain, Pacific | Residential (New), Residential (Existing) | Water Heating | -20.0816 | 999 | 198.0713 | 3743.5511 | 3.6546e-07 | 3.6208e-07 | 3.6057e-07 | 3.2653e-07 | 2.9576e-07 | 2.6852e-07 | 2.441e-07 | 2.1898e-07 | 1.9611e-07 | 1.7575e-07 | 1.5755e-07 | 1.4132e-07 | 1.277e-07 | 1.1741e-07 | 1.0788e-07 | 9.8959e-08 | 9.0753e-08 | 8.3246e-08 | 7.6382e-08 | 7.0093e-08 | 6.431e-08 | 5.9028e-08 | 5.4223e-08 | 4.9864e-08 | 4.5915e-08
(R) Best HP FS (NG Furnace) | Baseline uncompeted | New England, Mid Atlantic, East North Central, West North Central, South Atlantic, East South Central, West South Central, Mountain, Pacific | Residential (New), Residential (Existing) | Heating (Equip.), Cooling (Equip.) | -18.9147 | 999 | 39.4402 | 758.1794 | 946.3947 | 970.5773 | 969.0105 | 961.8949 | 952.0705 | 940.8356 | 929.8844 | 920.7466 | 912.2322 | 905.2626 | 898.97 | 892.4605 | 886.8495 | 881.6049 | 876.5393 | 871.759 | 867.4452 | 863.4223 | 859.6625 | 856.6411 | 853.6404 | 850.4473 | 847.5153 | 844.644 | 841.7929
(R) Best HP FS (NG Furnace) | Efficient uncompeted | New England, Mid Atlantic, East North Central, West North Central, South Atlantic, East South Central, West South Central, Mountain, Pacific | Residential (New), Residential (Existing) | Heating (Equip.), Cooling (Equip.) | -18.9147 | 999 | 39.4402 | 758.1794 | 910.3532 | 897.1829 | 860.2546 | 819.4518 | 777.6767 | 736.169 | 696.3419 | 659.2296 | 623.8557 | 590.6804 | 558.9804 | 528.12 | 498.5726 | 470.0476 | 442.4676 | 416.0621 | 390.7943 | 366.5342 | 342.9218 | 320.5044 | 308.6877 | 308.284 | 308.6199 | 308.9871 | 309.3562
(R) Best HP FS (NG Furnace) | Baseline competed | New England, Mid Atlantic, East North Central, West North Central, South Atlantic, East South Central, West South Central, Mountain, Pacific | Residential (New), Residential (Existing) | Heating (Equip.), Cooling (Equip.) | -18.9147 | 999 | 39.4402 | 758.1794 | 25.3494 | 26.2471 | 26.4039 | 26.4477 | 26.4118 | 26.3204 | 26.2286 | 25.6844 | 25.202 | 24.5607 | 23.9793 | 23.4338 | 22.9398 | 22.4892 | 22.0608 | 21.645 | 21.26 | 20.907 | 20.5822 | 20.2925 | 20.0007 | 19.7211 | 19.4626 | 19.2178 | 18.9901
(R) Best HP FS (NG Furnace) | Efficient competed | New England, Mid Atlantic, East North Central, West North Central, South Atlantic, East South Central, West South Central, Mountain, Pacific | Residential (New), Residential (Existing) | Heating (Equip.), Cooling (Equip.) | -18.9147 | 999 | 39.4402 | 758.1794 | 24.3287 | 24.1442 | 23.2589 | 22.2879 | 21.2746 | 20.2466 | 19.2449 | 17.9804 | 16.8083 | 15.5913 | 14.4668 | 13.414 | 12.4363 | 11.5231 | 10.66 | 9.8409 | 9.0732 | 8.3558 | 7.6772 | 7.039 | 6.6719 | 6.6013 | 6.5532 | 6.508 | 6.4672
(R) Best Residential LED Lighting | Baseline uncompeted | New England, Mid Atlantic, East North Central, West North Central, South Atlantic, East South Central, West South Central, Mountain, Pacific | Residential (New), Residential (Existing) | Lighting | 999 | 0 | -6.5283 | -99.9013 | 30.8206 | 30.9378 | 31.2481 | 31.5111 | 31.1221 | 30.6775 | 30.4574 | 30.409 | 30.5123 | 30.6913 | 30.8692 | 31.0024 | 31.0542 | 31.1984 | 30.4532 | 29.8897 | 29.4564 | 29.1806 | 29.0649 | 29.0352 | 29.0294 | 29.0372 | 29.0712 | 29.1226 | 29.1852
(R) Best Residential LED Lighting | Efficient uncompeted | New England, Mid Atlantic, East North Central, West North Central, South Atlantic, East South Central, West South Central, Mountain, Pacific | Residential (New), Residential (Existing) | Lighting | 999 | 0 | -6.5283 | -99.9013 | 29.6373 | 28.5585 | 27.6773 | 26.7787 | 25.2794 | 23.8624 | 22.6741 | 21.649 | 21.09 | 20.864 | 20.6354 | 20.3763 | 20.0704 | 19.8181 | 19.0557 | 18.7213 | 18.4675 | 18.3117 | 18.2561 | 18.2543 | 18.2673 | 18.2888 | 18.3265 | 18.3753 | 18.4313
(R) Best Residential LED Lighting | Baseline competed | New England, Mid Atlantic, East North Central, West North Central, South Atlantic, East South Central, West South Central, Mountain, Pacific | Residential (New), Residential (Existing) | Lighting | 999 | 0 | -6.5283 | -99.9013 | 17.9974 | 18.058 | 18.2073 | 18.3203 | 18.1023 | 17.8022 | 17.6385 | 17.5732 | 17.5959 | 17.661 | 17.7265 | 17.7677 | 17.7637 | 17.8173 | 17.4997 | 17.145 | 16.8651 | 16.6758 | 16.5788 | 16.5319 | 16.4999 | 16.4773 | 16.4705 | 16.4749 | 16.4865
(R) Best Residential LED Lighting | Efficient competed | New England, Mid Atlantic, East North Central, West North Central, South Atlantic, East South Central, West South Central, Mountain, Pacific | Residential (New), Residential (Existing) | Lighting | 999 | 0 | -6.5283 | -99.9013 | 17.279 | 16.6155 | 16.0463 | 15.4609 | 14.5687 | 13.688 | 12.9488 | 12.3055 | 11.9555 | 11.8154 | 11.6748 | 11.5178 | 11.3352 | 11.1854 | 10.8146 | 10.6076 | 10.4462 | 10.3404 | 10.2917 | 10.2738 | 10.2649 | 10.2617 | 10.2681 | 10.2814 | 10.2993
(R) Brk. HP FS (NG Furnace) | Baseline uncompeted | New England, Mid Atlantic, East North Central, West North Central, South Atlantic, East South Central, West South Central, Mountain, Pacific | Residential (New), Residential (Existing) | Heating (Equip.), Cooling (Equip.) | 999 | 999 | 999 | 999 | 946.3947 | 970.5773 | 969.0105 | 961.8949 | 952.0705 | 940.8356 | 929.8844 | 920.7466 | 912.2322 | 905.2626 | 898.97 | 892.4605 | 886.8495 | 881.6049 | 876.5393 | 871.759 | 867.4452 | 863.4223 | 859.6625 | 856.6411 | 853.6404 | 850.4473 | 847.5153 | 844.644 | 841.7929
(R) Brk. HP FS (NG Furnace) | Efficient uncompeted | New England, Mid Atlantic, East North Central, West North Central, South Atlantic, East South Central, West South Central, Mountain, Pacific | Residential (New), Residential (Existing) | Heating (Equip.), Cooling (Equip.) | 999 | 999 | 999 | 999 | 946.3947 | 970.5773 | 969.0105 | 961.8949 | 952.0705 | 940.8356 | 929.8844 | 920.7466 | 912.2322 | 873.8017 | 837.1837 | 801.4755 | 767.5886 | 734.9855 | 703.4483 | 673.1008 | 644.0096 | 616.0505 | 588.9782 | 562.9645 | 533.05 | 503.5847 | 474.9588 | 446.9674 | 419.6032
(R) Brk. HP FS (NG Furnace) | Baseline competed | New England, Mid Atlantic, East North Central, West North Central, South Atlantic, East South Central, West South Central, Mountain, Pacific | Residential (New), Residential (Existing) | Heating (Equip.), Cooling (Equip.) | 999 | 999 | 999 | 999 | 0 | 0 | -1e-12 | 0 | 0 | 0 | 0 | 0 | -1e-12 | 8.3078 | 16.0146 | 23.1796 | 29.6659 | 35.7198 | 41.3097 | 46.4683 | 51.2443 | 55.6579 | 59.7437 | 63.5972 | 67.8184 | 71.7058 | 75.3051 | 78.6223 | 81.7101
(R) Brk. HP FS (NG Furnace) | Efficient competed | New England, Mid Atlantic, East North Central, West North Central, South Atlantic, East South Central, West South Central, Mountain, Pacific | Residential (New), Residential (Existing) | Heating (Equip.), Cooling (Equip.) | 999 | 999 | 999 | 999 | 0 | 0 | -1e-12 | 0 | 0 | 0 | 0 | 0 | -1e-12 | 2.1207 | 4.0886 | 5.919 | 7.5772 | 9.1254 | 10.5564 | 11.8787 | 13.103 | 14.2348 | 15.2836 | 16.2738 | 17.3608 | 18.3631 | 19.2923 | 20.1499 | 20.9496
(R) Brk. HP LFL | Baseline uncompeted | New England, Mid Atlantic, East North Central, West North Central, South Atlantic, East South Central, West South Central, Mountain, Pacific | Residential (New), Residential (Existing) | Heating (Equip.), Cooling (Equip.) | 999 | 999 | 999 | 999 | 109.1053 | 110.7523 | 112.2174 | 113.2554 | 114.025 | 114.3302 | 114.8882 | 115.8149 | 117.1322 | 118.7046 | 120.253 | 121.6815 | 122.7219 | 123.7502 | 124.9111 | 126.4765 | 128.1803 | 129.8073 | 131.3087 | 132.922 | 134.4761 | 135.9999 | 137.5404 | 139.1243 | 140.6854
(R) Brk. HP LFL | Efficient uncompeted | New England, Mid Atlantic, East North Central, West North Central, South Atlantic, East South Central, West South Central, Mountain, Pacific | Residential (New), Residential (Existing) | Heating (Equip.), Cooling (Equip.) | 999 | 999 | 999 | 999 | 109.1053 | 110.7523 | 112.2174 | 113.2554 | 114.025 | 114.3302 | 114.8882 | 115.8149 | 117.1322 | 116.0633 | 114.9852 | 113.8098 | 112.2957 | 110.8029 | 109.7077 | 108.4233 | 107.2276 | 105.9528 | 104.5568 | 103.2402 | 101.8625 | 100.4454 | 99.0782 | 97.8259 | 97.482
(R) Brk. HP LFL | Baseline competed | New England, Mid Atlantic, East North Central, West North Central, South Atlantic, East South Central, West South Central, Mountain, Pacific | Residential (New), Residential (Existing) | Heating (Equip.), Cooling (Equip.) | 999 | 999 | 999 | 999 | 0 | 0 | 0 | 0 | 0 | 0 | 0 | 0 | 0 | 2.8003 | 5.4227 | 7.8641 | 10.1061 | 12.1815 | 14.0564 | 16.5887 | 18.9857 | 21.2076 | 23.2685 | 25.2274 | 27.0746 | 28.8184 | 30.4806 | 32.0705 | 33.5866
(R) Brk. HP LFL | Efficient competed | New England, Mid Atlantic, East North Central, West North Central, South Atlantic, East South Central, West South Central, Mountain, Pacific | Residential (New), Residential (Existing) | Heating (Equip.), Cooling (Equip.) | 999 | 999 | 999 | 999 | 0 | 0 | 0 | 0 | 0 | 0 | 0 | 0 | 0 | 1.9359 | 3.7475 | 5.4327 | 6.979 | 8.4096 | 9.7457 | 11.532 | 13.2154 | 14.7754 | 16.222 | 17.5963 | 18.8916 | 20.1135 | 21.2775 | 22.3901 | 23.4505
(R) Brk. HPWH FS | Baseline uncompeted | New England, Mid Atlantic, East North Central, West North Central, South Atlantic, East South Central, West South Central, Mountain, Pacific | Residential (New), Residential (Existing) | Water Heating | 999 | 999 | 999 | 999 | 516.1887 | 519.8049 | 523.6203 | 521.6585 | 519.0661 | 516.9741 | 514.7655 | 513.4823 | 511.367 | 510.6981 | 510.0368 | 509.3738 | 510.4551 | 511.1135 | 510.8399 | 509.3188 | 507.3495 | 505.1573 | 502.7632 | 500.1614 | 497.2011 | 494.0897 | 491.0228 | 488.0806 | 485.3718
(R) Brk. HPWH FS | Efficient uncompeted | New England, Mid Atlantic, East North Central, West North Central, South Atlantic, East South Central, West South Central, Mountain, Pacific | Residential (New), Residential (Existing) | Water Heating | 999 | 999 | 999 | 999 | 516.1887 | 519.8049 | 523.6203 | 521.6585 | 519.0661 | 516.9741 | 514.7655 | 513.4823 | 511.367 | 477.8313 | 444.8984 | 412.9068 | 383.7059 | 349.8169 | 315.6573 | 281.3004 | 247.3028 | 213.8018 | 180.8167 | 148.3636 | 116.5083 | 88.1037 | 87.3441 | 86.8208 | 86.3389
(R) Brk. HPWH FS | Baseline competed | New England, Mid Atlantic, East North Central, West North Central, South Atlantic, East South Central, West South Central, Mountain, Pacific | Residential (New), Residential (Existing) | Water Heating | 999 | 999 | 999 | 999 | 0 | 0 | 0 | 0 | 0 | 0 | 0 | 0 | 0 | 33.9656 | 64.8806 | 92.7958 | 116.444 | 142.1137 | 164.8927 | 185.3979 | 203.5005 | 219.5037 | 233.4339 | 245.608 | 256.2666 | 265.3448 | 273.1537 | 279.7241 | 285.5867
(R) Brk. HPWH FS | Efficient competed | New England, Mid Atlantic, East North Central, West North Central, South Atlantic, East South Central, West South Central, Mountain, Pacific | Residential (New), Residential (Existing) | Water Heating | 999 | 999 | 999 | 999 | 0 | 0 | 0 | 0 | 0 | 0 | 0 | 0 | 0 | 6.0419 | 11.5411 | 16.5067 | 20.7133 | 25.2795 | 29.3314 | 32.9789 | 36.1991 | 39.0458 | 41.5237 | 43.6893 | 45.5852 | 47.2001 | 48.5891 | 49.7579 | 50.8007
(R) Bst. HP FS (NG Frn.) & Env.+ | Baseline uncompeted | New England, Mid Atlantic, East North Central, West North Central, South Atlantic, East South Central, West South Central, Mountain, Pacific | Residential (New), Residential (Existing) | Heating (Equip.), Cooling (Equip.) | -7.6859 | 30.1694 | 38.4707 | 719.1879 | 946.3947 | 970.5773 | 969.0105 | 961.8949 | 952.0705 | 940.8356 | 929.8844 | 920.7466 | 912.2322 | 905.2626 | 898.97 | 892.4605 | 886.8495 | 881.6049 | 876.5393 | 871.759 | 867.4452 | 863.4223 | 859.6625 | 856.6411 | 853.6404 | 850.4473 | 847.5153 | 844.644 | 841.7929
(R) Bst. HP FS (NG Frn.) & Env.+ | Efficient uncompeted | New England, Mid Atlantic, East North Central, West North Central, South Atlantic, East South Central, West South Central, Mountain, Pacific | Residential (New), Residential (Existing) | Heating (Equip.), Cooling (Equip.) | -7.6859 | 30.1694 | 38.4707 | 719.1879 | 905.1956 | 886.9677 | 845.6674 | 801.0673 | 756.0486 | 711.8093 | 669.7187 | 630.733 | 593.8715 | 559.5471 | 527.0361 | 495.7178 | 465.9931 | 437.5824 | 410.4059 | 384.6855 | 360.3349 | 337.1976 | 314.9248 | 294.0355 | 282.7173 | 281.5085 | 280.9809 | 280.5112 | 280.0655
(R) Bst. HP FS (NG Frn.) & Env.+ | Baseline competed | New England, Mid Atlantic, East North Central, West North Central, South Atlantic, East South Central, West South Central, Mountain, Pacific | Residential (New), Residential (Existing) | Heating (Equip.), Cooling (Equip.) | -7.6859 | 30.1694 | 38.4707 | 719.1879 | 56.3071 | 58.0191 | 57.9231 | 57.5616 | 57.0304 | 56.4055 | 55.7602 | 54.2239 | 52.7908 | 51.0801 | 49.4943 | 47.9856 | 46.6145 | 45.3305 | 44.0996 | 42.8959 | 41.7707 | 40.7222 | 39.7434 | 38.8433 | 37.911 | 37.0176 | 36.1773 | 35.3773 | 34.6167
(R) Bst. HP FS (NG Frn.) & Env.+ | Efficient competed | New England, Mid Atlantic, East North Central, West North Central, South Atlantic, East South Central, West South Central, Mountain, Pacific | Residential (New), Residential (Existing) | Heating (Equip.), Cooling (Equip.) | -7.6859 | 30.1694 | 38.4707 | 719.1879 | 53.6572 | 52.6219 | 49.9602 | 47.1596 | 44.3351 | 41.5614 | 38.89 | 35.7965 | 32.9325 | 30.0764 | 27.4584 | 25.0353 | 22.8242 | 20.7823 | 18.8831 | 17.1096 | 15.4779 | 13.9809 | 12.5949 | 11.3175 | 10.5278 | 10.2592 | 10.035 | 9.8221 | 9.6204
(R) ENERGY STAR Clothes Washer | Baseline uncompeted | New England, Mid Atlantic, East North Central, West North Central, South Atlantic, East South Central, West South Central, Mountain, Pacific | Residential (New), Residential (Existing) | Other | -20.5089 | 71.7251 | 536.6393 | 8056.1995 | 16.2725 | 15.8675 | 15.3909 | 14.9021 | 14.3325 | 13.7386 | 13.1088 | 12.5627 | 12.1006 | 11.7228 | 11.4349 | 11.2413 | 11.1524 | 11.1738 | 11.1947 | 11.2158 | 11.2395 | 11.2664 | 11.2977 | 11.3355 | 11.3797 | 11.4292 | 11.4835 | 11.5418 | 11.6036
(R) ENERGY STAR Clothes Washer | Efficient uncompeted | New England, Mid Atlantic, East North Central, West North Central, South Atlantic, East South Central, West South Central, Mountain, Pacific | Residential (New), Residential (Existing) | Other | -20.5089 | 71.7251 | 536.6393 | 8056.1995 | 16.1816 | 15.6921 | 15.1385 | 14.5799 | 13.9493 | 13.3027 | 12.6287 | 12.0425 | 11.5427 | 11.1284 | 10.8053 | 10.5968 | 10.5129 | 10.5331 | 10.5528 | 10.5727 | 10.5951 | 10.6205 | 10.6499 | 10.6855 | 10.7272 | 10.7739 | 10.825 | 10.88 | 10.9383
(R) ENERGY STAR Clothes Washer | Baseline competed | New England, Mid Atlantic, East North Central, West North Central, South Atlantic, East South Central, West South Central, Mountain, Pacific | Residential (New), Residential (Existing) | Other | -20.5089 | 71.7251 | 536.6393 | 8056.1995 | 7.2484 | 7.0664 | 6.8435 | 6.616 | 6.3536 | 6.0815 | 5.7943 | 5.5447 | 5.3329 | 5.159 | 5.0255 | 4.9337 | 4.8886 | 4.8925 | 4.8967 | 4.9014 | 4.9078 | 4.9158 | 4.9262 | 4.9396 | 4.9562 | 4.9754 | 4.9969 | 5.0204 | 5.0456
(R) ENERGY STAR Clothes Washer | Efficient competed | New England, Mid Atlantic, East North Central, West North Central, South Atlantic, East South Central, West South Central, Mountain, Pacific | Residential (New), Residential (Existing) | Other | -20.5089 | 71.7251 | 536.6393 | 8056.1995 | 7.208 | 6.9883 | 6.7313 | 6.473 | 6.1838 | 5.8887 | 5.5821 | 5.3151 | 5.0871 | 4.8975 | 4.7488 | 4.6508 | 4.6083 | 4.612 | 4.616 | 4.6204 | 4.6264 | 4.634 | 4.6437 | 4.6564 | 4.672 | 4.6901 | 4.7104 | 4.7325 | 4.7563
(R) ENERGY STAR Dishwasher | Baseline uncompeted | New England, Mid Atlantic, East North Central, West North Central, South Atlantic, East South Central, West South Central, Mountain, Pacific | Residential (New), Residential (Existing) | Other | 999 | 0 | 999 | 999 | 15.5722 | 15.6918 | 15.7612 | 15.8111 | 15.8408 | 15.8496 | 15.8387 | 15.8599 | 15.9159 | 16.007 | 16.1363 | 16.3038 | 16.5137 | 16.7699 | 17.0244 | 17.2764 | 17.5279 | 17.7789 | 18.0308 | 18.2863 | 18.5459 | 18.8085 | 19.0743 | 19.3431 | 19.6151
(R) ENERGY STAR Dishwasher | Efficient uncompeted | New England, Mid Atlantic, East North Central, West North Central, South Atlantic, East South Central, West South Central, Mountain, Pacific | Residential (New), Residential (Existing) | Other | 999 | 0 | 999 | 999 | 15.5722 | 15.6918 | 15.7612 | 15.8111 | 15.8408 | 15.8496 | 15.8387 | 15.8599 | 15.9159 | 16.007 | 16.1363 | 16.3038 | 16.5137 | 16.7699 | 17.0244 | 17.2764 | 17.5279 | 17.7789 | 18.0308 | 18.2863 | 18.5459 | 18.8085 | 19.0743 | 19.3431 | 19.6151
(R) ENERGY STAR Dishwasher | Baseline competed | New England, Mid Atlantic, East North Central, West North Central, South Atlantic, East South Central, West South Central, Mountain, Pacific | Residential (New), Residential (Existing) | Other | 999 | 0 | 999 | 999 | 7.7861 | 7.8459 | 7.8806 | 7.9055 | 7.9204 | 7.9248 | 7.9194 | 7.93 | 7.958 | 8.0035 | 8.0682 | 8.1519 | 8.2569 | 8.3849 | 8.5122 | 8.6382 | 8.7639 | 8.8895 | 9.0154 | 9.1431 | 9.273 | 9.4043 | 9.5372 | 9.6715 | 9.8076
(R) ENERGY STAR Dishwasher | Efficient competed | New England, Mid Atlantic, East North Central, West North Central, South Atlantic, East South Central, West South Central, Mountain, Pacific | Residential (New), Residential (Existing) | Other | 999 | 0 | 999 | 999 | 7.7861 | 7.8459 | 7.8806 | 7.9055 | 7.9204 | 7.9248 | 7.9194 | 7.93 | 7.958 | 8.0035 | 8.0682 | 8.1519 | 8.2569 | 8.3849 | 8.5122 | 8.6382 | 8.7639 | 8.8895 | 9.0154 | 9.1431 | 9.273 | 9.4043 | 9.5372 | 9.6715 | 9.8076
(R) ENERGY STAR Electronics | Baseline uncompeted | New England, Mid Atlantic, East North Central, West North Central, South Atlantic, East South Central, West South Central, Mountain, Pacific | Residential (New), Residential (Existing) | Computers and Electronics | 999 | 0 | -3899.2075 | -66127.9051 | 58.3341 | 57.5598 | 56.8235 | 55.9047 | 54.7822 | 53.4528 | 52.2407 | 51.1652 | 50.2101 | 49.3385 | 48.4779 | 47.5721 | 46.5747 | 45.6855 | 44.8616 | 44.123 | 43.4073 | 42.7386 | 42.1278 | 41.5821 | 41.1173 | 40.7147 | 40.4035 | 40.1624 | 39.9976
(R) ENERGY STAR Electronics | Efficient uncompeted | New England, Mid Atlantic, East North Central, West North Central, South Atlantic, East South Central, West South Central, Mountain, Pacific | Residential (New), Residential (Existing) | Computers and Electronics | 999 | 0 | -3899.2075 | -66127.9051 | 57.8258 | 56.5917 | 55.4341 | 54.1326 | 52.6689 | 51.9697 | 50.9555 | 50.1138 | 49.2561 | 48.4057 | 47.5614 | 46.6702 | 45.6891 | 44.8164 | 44.0104 | 43.294 | 42.6066 | 41.9739 | 41.4065 | 40.915 | 40.5119 | 40.1817 | 39.9537 | 39.8087 | 39.749
(R) ENERGY STAR Electronics | Baseline competed | New England, Mid Atlantic, East North Central, West North Central, South Atlantic, East South Central, West South Central, Mountain, Pacific | Residential (New), Residential (Existing) | Computers and Electronics | 999 | 0 | -3899.2075 | -66127.9051 | 16.8777 | 16.7267 | 16.6486 | 16.5625 | 16.4529 | 16.3117 | 16.2303 | 16.2085 | 16.2445 | 16.3145 | 16.3907 | 16.4498 | 16.4702 | 16.516 | 16.5712 | 16.6403 | 16.6986 | 16.752 | 16.8026 | 16.8516 | 16.9048 | 16.9609 | 17.0366 | 17.1284 | 17.2424
(R) ENERGY STAR Electronics | Efficient competed | New England, Mid Atlantic, East North Central, West North Central, South Atlantic, East South Central, West South Central, Mountain, Pacific | Residential (New), Residential (Existing) | Computers and Electronics | 999 | 0 | -3899.2075 | -66127.9051 | 16.7306 | 16.4446 | 16.2385 | 16.0308 | 15.8062 | 15.8424 | 15.8104 | 15.8503 | 15.9078 | 15.9756 | 16.0486 | 16.1043 | 16.1224 | 16.1666 | 16.2215 | 16.2927 | 16.3564 | 16.4191 | 16.4833 | 16.5515 | 16.6283 | 16.7135 | 16.824 | 16.9569 | 17.1168
(R) ENERGY STAR Pool Pumps | Baseline uncompeted | New England, Mid Atlantic, East North Central, West North Central, South Atlantic, East South Central, West South Central, Mountain, Pacific | Residential (New), Residential (Existing) | Other | -16.1317 | 15.0401 | 155.9371 | 2233.3702 | 27.2683 | 27.5602 | 27.9348 | 28.2944 | 28.6293 | 28.9045 | 29.2864 | 29.7912 | 30.423 | 31.154 | 31.9281 | 32.7017 | 33.4219 | 34.2194 | 35.0722 | 36.0054 | 36.9504 | 37.9209 | 38.9096 | 39.9205 | 40.9551 | 41.9753 | 43.0039 | 44.0188 | 45.0465
(R) ENERGY STAR Pool Pumps | Efficient uncompeted | New England, Mid Atlantic, East North Central, West North Central, South Atlantic, East South Central, West South Central, Mountain, Pacific | Residential (New), Residential (Existing) | Other | -16.1317 | 15.0401 | 155.9371 | 2233.3702 | 26.0791 | 25.2025 | 24.4207 | 23.6402 | 22.8553 | 22.0424 | 21.3269 | 20.7091 | 20.1796 | 19.7133 | 19.4425 | 19.8748 | 20.2723 | 20.756 | 21.2733 | 21.8393 | 22.4125 | 23.0012 | 23.6009 | 24.214 | 24.8416 | 25.4605 | 26.0844 | 26.6999 | 27.3233
(R) ENERGY STAR Pool Pumps | Baseline competed | New England, Mid Atlantic, East North Central, West North Central, South Atlantic, East South Central, West South Central, Mountain, Pacific | Residential (New), Residential (Existing) | Other | -16.1317 | 15.0401 | 155.9371 | 2233.3702 | 23.1182 | 23.1005 | 22.7867 | 22.4327 | 22.0371 | 21.7127 | 21.3849 | 21.0325 | 20.7304 | 20.4253 | 20.145 | 19.9474 | 19.8378 | 19.7279 | 19.6976 | 19.6783 | 19.7587 | 19.8932 | 20.064 | 20.2665 | 20.5365 | 20.8743 | 21.2241 | 21.6357 | 22.0713
(R) ENERGY STAR Pool Pumps | Efficient competed | New England, Mid Atlantic, East North Central, West North Central, South Atlantic, East South Central, West South Central, Mountain, Pacific | Residential (New), Residential (Existing) | Other | -16.1317 | 15.0401 | 155.9371 | 2233.3702 | 22.11 | 21.1316 | 19.9396 | 18.7695 | 17.6224 | 16.5859 | 15.5973 | 14.6402 | 13.7638 | 12.9309 | 12.2679 | 12.1236 | 12.0327 | 11.9661 | 11.9477 | 11.936 | 11.9848 | 12.0664 | 12.1699 | 12.2928 | 12.4565 | 12.6614 | 12.8736 | 13.1233 | 13.3875
(R) ENERGY STAR Refrigerator | Baseline uncompeted | New England, Mid Atlantic, East North Central, West North Central, South Atlantic, East South Central, West South Central, Mountain, Pacific | Residential (New), Residential (Existing) | Refrigeration | 39.2229 | 2.5317 | 16.7835 | 254.3332 | 137.9615 | 137.5022 | 136.9929 | 136.593 | 135.2742 | 134.0443 | 132.922 | 131.8892 | 130.935 | 130.077 | 129.3811 | 128.8477 | 128.4788 | 128.2803 | 128.2504 | 128.3829 | 128.6804 | 129.1456 | 129.7752 | 130.6032 | 131.6411 | 132.8739 | 134.1052 | 135.3297 | 136.546
(R) ENERGY STAR Refrigerator | Efficient uncompeted | New England, Mid Atlantic, East North Central, West North Central, South Atlantic, East South Central, West South Central, Mountain, Pacific | Residential (New), Residential (Existing) | Refrigeration | 39.2229 | 2.5317 | 16.7835 | 254.3332 | 137.324 | 136.2436 | 135.1324 | 134.1459 | 132.2771 | 130.5179 | 128.8845 | 127.3578 | 125.9259 | 124.6036 | 123.4521 | 122.4695 | 121.655 | 121.0298 | 120.5742 | 120.6802 | 120.9598 | 121.3971 | 121.9889 | 122.7672 | 123.7429 | 124.9017 | 126.0591 | 127.2102 | 128.3535
(R) ENERGY STAR Refrigerator | Baseline competed | New England, Mid Atlantic, East North Central, West North Central, South Atlantic, East South Central, West South Central, Mountain, Pacific | Residential (New), Residential (Existing) | Refrigeration | 39.2229 | 2.5317 | 16.7835 | 254.3332 | 97.9972 | 97.6035 | 97.0976 | 96.6708 | 88.6762 | 81.4166 | 74.8298 | 68.8497 | 63.4175 | 58.4853 | 54.033 | 50.0166 | 46.3902 | 43.1214 | 40.2442 | 37.3066 | 34.6437 | 32.2344 | 30.0447 | 28.055 | 26.2447 | 24.5925 | 23.0494 | 21.6075 | 20.259
(R) ENERGY STAR Refrigerator | Efficient competed | New England, Mid Atlantic, East North Central, West North Central, South Atlantic, East South Central, West South Central, Mountain, Pacific | Residential (New), Residential (Existing) | Refrigeration | 39.2229 | 2.5317 | 16.7835 | 254.3332 | 97.5443 | 96.7105 | 95.7801 | 94.9406 | 86.7386 | 79.3171 | 72.6068 | 66.5357 | 61.0401 | 56.0673 | 51.5921 | 47.5671 | 43.9435 | 40.6927 | 37.8358 | 35.0683 | 32.5652 | 30.3004 | 28.242 | 26.3718 | 24.67 | 23.117 | 21.6665 | 20.3111 | 19.0435
(R) ESTAR 240V HPWH FS | Baseline uncompeted | New England, Mid Atlantic, East North Central, West North Central, South Atlantic, East South Central, West South Central, Mountain, Pacific | Residential (New), Residential (Existing) | Water Heating | -12.2967 | 50.0743 | 25.331 | 477.5505 | 516.1887 | 519.8049 | 523.6203 | 521.6585 | 519.0661 | 516.9741 | 514.7655 | 513.4823 | 511.367 | 510.6981 | 510.0368 | 509.3738 | 510.4551 | 511.1135 | 510.8399 | 509.3188 | 507.3495 | 505.1573 | 502.7632 | 500.1614 | 497.2011 | 494.0897 | 491.0228 | 488.0806 | 485.3718
(R) ESTAR 240V HPWH FS | Efficient uncompeted | New England, Mid Atlantic, East North Central, West North Central, South Atlantic, East South Central, West South Central, Mountain, Pacific | Residential (New), Residential (Existing) | Water Heating | -12.2967 | 50.0743 | 25.331 | 477.5505 | 480.3819 | 448.3013 | 416.573 | 380.3921 | 344.5767 | 309.9202 | 275.9704 | 243.2697 | 210.8755 | 179.7649 | 149.4612 | 120.3418 | 94.9786 | 94.4965 | 94.4289 | 94.1468 | 93.7828 | 93.3776 | 92.935 | 92.4541 | 91.9069 | 91.3317 | 90.7648 | 90.221 | 89.7202
(R) ESTAR 240V HPWH FS | Baseline competed | New England, Mid Atlantic, East North Central, West North Central, South Atlantic, East South Central, West South Central, Mountain, Pacific | Residential (New), Residential (Existing) | Water Heating | -12.2967 | 50.0743 | 25.331 | 477.5505 | 0.059212 | 0.060185 | 0.063842 | 0.063256 | 0.063128 | 0.062974 | 0.064027 | 0.059504 | 0.05545 | 0.051195 | 0.04732 | 0.043819 | 0.040839 | 0.03767 | 0.034734 | 0.031997 | 0.029487 | 0.027196 | 0.025103 | 0.023187 | 0.021429 | 0.019826 | 0.018369 | 0.017047 | 0.015855
(R) ESTAR 240V HPWH FS | Efficient competed | New England, Mid Atlantic, East North Central, West North Central, South Atlantic, East South Central, West South Central, Mountain, Pacific | Residential (New), Residential (Existing) | Water Heating | -12.2967 | 50.0743 | 25.331 | 477.5505 | 0.055103 | 0.051874 | 0.050611 | 0.04599 | 0.041793 | 0.037665 | 0.034246 | 0.028188 | 0.022903 | 0.018077 | 0.013919 | 0.010384 | 0.0075981 | 0.0069641 | 0.0064205 | 0.0059146 | 0.0054506 | 0.0050272 | 0.0046402 | 0.0042861 | 0.0039612 | 0.0036647 | 0.0033954 | 0.0031511 | 0.0029307
(R) ESTAR GSHP (NG Furnace) | Baseline uncompeted | New England, Mid Atlantic, East North Central, West North Central, South Atlantic, East South Central, West South Central, Mountain, Pacific | Residential (New), Residential (Existing) | Heating (Equip.), Cooling (Equip.) | 999 | 999 | 128.6929 | 2535.8388 | 946.3947 | 970.5773 | 969.0105 | 961.8949 | 952.0705 | 940.8356 | 929.8844 | 920.7466 | 912.2322 | 905.2626 | 898.97 | 892.4605 | 886.8495 | 881.6049 | 876.5393 | 871.759 | 867.4452 | 863.4223 | 859.6625 | 856.6411 | 853.6404 | 850.4473 | 847.5153 | 844.644 | 841.7929
(R) ESTAR GSHP (NG Furnace) | Efficient uncompeted | New England, Mid Atlantic, East North Central, West North Central, South Atlantic, East South Central, West South Central, Mountain, Pacific | Residential (New), Residential (Existing) | Heating (Equip.), Cooling (Equip.) | 999 | 999 | 128.6929 | 2535.8388 | 912.5665 | 901.6195 | 866.8976 | 828.2595 | 788.5881 | 749.102 | 711.2961 | 676.2236 | 642.925 | 611.8646 | 582.295 | 553.5598 | 526.0751 | 499.6133 | 474.1509 | 450.0132 | 426.9977 | 404.9675 | 383.5766 | 363.2305 | 352.686 | 352.8658 | 353.7824 | 354.7387 | 355.6955
(R) ESTAR GSHP (NG Furnace) | Baseline competed | New England, Mid Atlantic, East North Central, West North Central, South Atlantic, East South Central, West South Central, Mountain, Pacific | Residential (New), Residential (Existing) | Heating (Equip.), Cooling (Equip.) | 999 | 999 | 128.6929 | 2535.8388 | 0.18587 | 0.36243 | 0.51937 | 0.65874 | 0.78023 | 0.88597 | 0.98328 | 1.0732 | 1.1582 | 1.2207 | 1.2839 | 1.3475 | 1.4045 | 1.4608 | 1.5175 | 1.5759 | 1.63 | 1.6814 | 1.7308 | 1.7804 | 1.831 | 1.8793 | 1.9269 | 1.9736 | 2.0206
(R) ESTAR GSHP (NG Furnace) | Efficient competed | New England, Mid Atlantic, East North Central, West North Central, South Atlantic, East South Central, West South Central, Mountain, Pacific | Residential (New), Residential (Existing) | Heating (Equip.), Cooling (Equip.) | 999 | 999 | 128.6929 | 2535.8388 | 0.17906 | 0.3422 | 0.48462 | 0.60865 | 0.71455 | 0.80448 | 0.88552 | 0.95903 | 1.0275 | 1.0762 | 1.125 | 1.1739 | 1.2164 | 1.2579 | 1.2993 | 1.342 | 1.381 | 1.4175 | 1.4517 | 1.4861 | 1.5263 | 1.5697 | 1.6128 | 1.6549 | 1.6971
(R) ESTAR HP FS (NG Furnace) | Baseline uncompeted | New England, Mid Atlantic, East North Central, West North Central, South Atlantic, East South Central, West South Central, Mountain, Pacific | Residential (New), Residential (Existing) | Heating (Equip.), Cooling (Equip.) | 999 | 999 | 29.6094 | 602.43 | 946.3947 | 970.5773 | 969.0105 | 961.8949 | 952.0705 | 940.8356 | 929.8844 | 920.7466 | 912.2322 | 905.2626 | 898.97 | 892.4605 | 886.8495 | 881.6049 | 876.5393 | 871.759 | 867.4452 | 863.4223 | 859.6625 | 856.6411 | 853.6404 | 850.4473 | 847.5153 | 844.644 | 841.7929
(R) ESTAR HP FS (NG Furnace) | Efficient uncompeted | New England, Mid Atlantic, East North Central, West North Central, South Atlantic, East South Central, West South Central, Mountain, Pacific | Residential (New), Residential (Existing) | Heating (Equip.), Cooling (Equip.) | 999 | 999 | 29.6094 | 602.43 | 916.4434 | 909.4856 | 878.5591 | 843.5407 | 807.3067 | 771.0783 | 736.3869 | 704.3386 | 673.948 | 645.7333 | 618.9302 | 592.8554 | 567.9889 | 544.0785 | 521.0918 | 499.3508 | 478.6619 | 458.883 | 439.7013 | 421.5022 | 411.96 | 411.9044 | 412.5414 | 413.2221 | 413.905
(R) ESTAR HP FS (NG Furnace) | Baseline competed | New England, Mid Atlantic, East North Central, West North Central, South Atlantic, East South Central, West South Central, Mountain, Pacific | Residential (New), Residential (Existing) | Heating (Equip.), Cooling (Equip.) | 999 | 999 | 29.6094 | 602.43 | 19.943 | 20.7115 | 20.9449 | 21.0899 | 21.1794 | 21.2098 | 21.2517 | 21.1451 | 21.0883 | 20.8214 | 20.592 | 20.3791 | 20.1819 | 20.0179 | 19.8615 | 19.7091 | 19.5684 | 19.4437 | 19.3325 | 19.2434 | 19.1647 | 19.0839 | 19.0118 | 18.94 | 18.8769
(R) ESTAR HP FS (NG Furnace) | Efficient competed | New England, Mid Atlantic, East North Central, West North Central, South Atlantic, East South Central, West South Central, Mountain, Pacific | Residential (New), Residential (Existing) | Heating (Equip.), Cooling (Equip.) | 999 | 999 | 29.6094 | 602.43 | 19.2233 | 19.2315 | 18.7243 | 18.1437 | 17.5273 | 16.8792 | 16.2538 | 15.5425 | 14.8853 | 14.1111 | 13.3899 | 12.7047 | 12.0516 | 11.4379 | 10.8475 | 10.2785 | 9.7333 | 9.2148 | 8.715 | 8.238 | 7.9825 | 7.9689 | 7.9726 | 7.9756 | 7.9815
(R) ESTAR HP FS (NG Heat, No Cool) | Baseline uncompeted | New England, Mid Atlantic, East North Central, West North Central, South Atlantic, East South Central, West South Central, Mountain, Pacific | Residential (New), Residential (Existing) | Heating (Equip.), Cooling (Equip.) | 999 | 999 | 71.0792 | 1473.0368 | 82.6629 | 84.4706 | 84.1598 | 83.3728 | 82.3751 | 81.289 | 80.1324 | 79.0706 | 77.9094 | 76.899 | 75.9923 | 75.1005 | 74.4538 | 73.8187 | 73.1274 | 72.335 | 71.5773 | 70.8617 | 70.1916 | 69.5821 | 68.9782 | 68.3678 | 67.7821 | 67.1975 | 66.6185
(R) ESTAR HP FS (NG Heat, No Cool) | Efficient uncompeted | New England, Mid Atlantic, East North Central, West North Central, South Atlantic, East South Central, West South Central, Mountain, Pacific | Residential (New), Residential (Existing) | Heating (Equip.), Cooling (Equip.) | 999 | 999 | 71.0792 | 1473.0368 | 79.8876 | 78.8385 | 75.8381 | 72.5062 | 69.1047 | 65.746 | 62.4564 | 59.3605 | 56.3146 | 53.4888 | 50.8377 | 48.2866 | 45.9603 | 43.7182 | 41.5237 | 39.366 | 37.3032 | 35.3384 | 33.4572 | 31.6628 | 30.5101 | 30.2289 | 30.0587 | 29.9438 | 29.8833
(R) ESTAR HP FS (NG Heat, No Cool) | Baseline competed | New England, Mid Atlantic, East North Central, West North Central, South Atlantic, East South Central, West South Central, Mountain, Pacific | Residential (New), Residential (Existing) | Heating (Equip.), Cooling (Equip.) | 999 | 999 | 71.0792 | 1473.0368 | 0.61038 | 0.6262 | 0.63042 | 0.63377 | 0.6344 | 0.63341 | 0.63227 | 0.62464 | 0.61777 | 0.6128 | 0.609 | 0.60552 | 0.60292 | 0.60106 | 0.59861 | 0.5955 | 0.59246 | 0.5897 | 0.5871 | 0.58483 | 0.58278 | 0.58042 | 0.57807 | 0.57539 | 0.57278
(R) ESTAR HP FS (NG Heat, No Cool) | Efficient competed | New England, Mid Atlantic, East North Central, West North Central, South Atlantic, East South Central, West South Central, Mountain, Pacific | Residential (New), Residential (Existing) | Heating (Equip.), Cooling (Equip.) | 999 | 999 | 71.0792 | 1473.0368 | 0.58713 | 0.57868 | 0.55895 | 0.53846 | 0.51606 | 0.49288 | 0.47004 | 0.44331 | 0.41788 | 0.39445 | 0.37238 | 0.35104 | 0.33071 | 0.3112 | 0.29174 | 0.27235 | 0.25347 | 0.23529 | 0.21751 | 0.20016 | 0.19029 | 0.18905 | 0.18828 | 0.1874 | 0.18654
(R) ESTAR HP FS (Other Fossil Furnace) | Baseline uncompeted | New England, Mid Atlantic, East North Central, West North Central, South Atlantic, East South Central, West South Central, Mountain, Pacific | Residential (New), Residential (Existing) | Heating (Equip.), Cooling (Equip.) | -4.7368 | 22.6043 | 24.3407 | 328.0193 | 224.0687 | 217.9564 | 216.1599 | 213.6632 | 210.7358 | 207.7382 | 204.9473 | 202.3884 | 200.0148 | 197.9498 | 196.069 | 194.2099 | 192.446 | 190.758 | 189.2024 | 187.8522 | 186.6286 | 185.4633 | 184.3413 | 183.2663 | 182.1991 | 181.1218 | 180.085 | 179.0705 | 178.0596
(R) ESTAR HP FS (Other Fossil Furnace) | Efficient uncompeted | New England, Mid Atlantic, East North Central, West North Central, South Atlantic, East South Central, West South Central, Mountain, Pacific | Residential (New), Residential (Existing) | Heating (Equip.), Cooling (Equip.) | -4.7368 | 22.6043 | 24.3407 | 328.0193 | 218.677 | 198.1355 | 191.3935 | 184.1478 | 176.7203 | 169.3851 | 162.4088 | 155.7577 | 149.443 | 143.5023 | 137.8355 | 132.3211 | 126.9749 | 121.8137 | 116.837 | 112.1491 | 107.6447 | 103.2304 | 98.9575 | 94.8804 | 90.8665 | 86.8697 | 83.2145 | 82.234 | 82.0488
(R) ESTAR HP FS (Other Fossil Furnace) | Baseline competed | New England, Mid Atlantic, East North Central, West North Central, South Atlantic, East South Central, West South Central, Mountain, Pacific | Residential (New), Residential (Existing) | Heating (Equip.), Cooling (Equip.) | -4.7368 | 22.6043 | 24.3407 | 328.0193 | 11.7275 | 11.4213 | 11.6641 | 11.864 | 12.0817 | 12.2581 | 12.4514 | 12.4477 | 12.5012 | 12.5832 | 12.675 | 12.7823 | 12.8543 | 12.952 | 13.0573 | 13.1708 | 13.2534 | 13.3236 | 13.3798 | 13.4368 | 13.5065 | 13.5604 | 13.6064 | 13.6 | 13.5067
(R) ESTAR HP FS (Other Fossil Furnace) | Efficient competed | New England, Mid Atlantic, East North Central, West North Central, South Atlantic, East South Central, West South Central, Mountain, Pacific | Residential (New), Residential (Existing) | Heating (Equip.), Cooling (Equip.) | -4.7368 | 22.6043 | 24.3407 | 328.0193 | 11.4473 | 10.1624 | 10.099 | 9.989 | 9.8861 | 9.7423 | 9.6056 | 9.3168 | 9.072 | 8.8458 | 8.6247 | 8.4115 | 8.1735 | 7.9503 | 7.7254 | 7.5024 | 7.2594 | 7.0041 | 6.7434 | 6.4884 | 6.2344 | 5.9657 | 5.7113 | 5.6357 | 5.6038
(R) ESTAR HP FS (Other Fossil Heat, No Cool) | Baseline uncompeted | New England, Mid Atlantic, East North Central, West North Central, South Atlantic, East South Central, West South Central, Mountain, Pacific | Residential (New), Residential (Existing) | Heating (Equip.), Cooling (Equip.) | -7.2231 | 28.782 | 28.9041 | 394.816 | 31.8297 | 30.6052 | 30.2763 | 29.8561 | 29.3817 | 28.9116 | 28.4599 | 28.0274 | 27.6109 | 27.2318 | 26.8778 | 26.5291 | 26.2061 | 25.8943 | 25.5966 | 25.308 | 25.0379 | 24.7797 | 24.533 | 24.2919 | 24.0545 | 23.8175 | 23.5846 | 23.3535 | 23.1237
(R) ESTAR HP FS (Other Fossil Heat, No Cool) | Efficient uncompeted | New England, Mid Atlantic, East North Central, West North Central, South Atlantic, East South Central, West South Central, Mountain, Pacific | Residential (New), Residential (Existing) | Heating (Equip.), Cooling (Equip.) | -7.2231 | 28.782 | 28.9041 | 394.816 | 30.9839 | 27.6331 | 26.5294 | 25.3633 | 24.1839 | 23.0332 | 21.9291 | 20.8605 | 19.8372 | 18.8626 | 17.9293 | 17.0236 | 16.1536 | 15.3157 | 14.5015 | 13.7135 | 12.9556 | 12.2149 | 11.4994 | 10.8101 | 10.1337 | 9.4613 | 8.8422 | 8.6379 | 8.5734
(R) ESTAR HP FS (Other Fossil Heat, No Cool) | Baseline competed | New England, Mid Atlantic, East North Central, West North Central, South Atlantic, East South Central, West South Central, Mountain, Pacific | Residential (New), Residential (Existing) | Heating (Equip.), Cooling (Equip.) | -7.2231 | 28.782 | 28.9041 | 394.816 | 0.74887 | 0.72259 | 0.74152 | 0.75918 | 0.77888 | 0.79588 | 0.81317 | 0.81283 | 0.81705 | 0.82348 | 0.83096 | 0.83971 | 0.84619 | 0.85415 | 0.86241 | 0.87099 | 0.87673 | 0.88139 | 0.88499 | 0.88858 | 0.89283 | 0.89591 | 0.89826 | 0.89669 | 0.88915
(R) ESTAR HP FS (Other Fossil Heat, No Cool) | Efficient competed | New England, Mid Atlantic, East North Central, West North Central, South Atlantic, East South Central, West South Central, Mountain, Pacific | Residential (New), Residential (Existing) | Heating (Equip.), Cooling (Equip.) | -7.2231 | 28.782 | 28.9041 | 394.816 | 0.72837 | 0.6402 | 0.63578 | 0.62934 | 0.62396 | 0.61565 | 0.60697 | 0.5846 | 0.56582 | 0.54826 | 0.53116 | 0.51468 | 0.49641 | 0.47894 | 0.46101 | 0.44295 | 0.42322 | 0.40241 | 0.38111 | 0.36007 | 0.33893 | 0.31666 | 0.29553 | 0.28842 | 0.28548
(R) ESTAR HP Pt. FS (NG Furnace) | Baseline uncompeted | New England, Mid Atlantic, East North Central, West North Central, South Atlantic, East South Central, West South Central, Mountain, Pacific | Residential (New), Residential (Existing) | Heating (Equip.), Cooling (Equip.) | 999 | 999 | 37.0014 | 747.893 | 946.3947 | 970.5773 | 969.0105 | 961.8949 | 952.0705 | 940.8356 | 929.8844 | 920.7466 | 912.2322 | 905.2626 | 898.97 | 892.4605 | 886.8495 | 881.6049 | 876.5393 | 871.759 | 867.4452 | 863.4223 | 859.6625 | 856.6411 | 853.6404 | 850.4473 | 847.5153 | 844.644 | 841.7929
(R) ESTAR HP Pt. FS (NG Furnace) | Efficient uncompeted | New England, Mid Atlantic, East North Central, West North Central, South Atlantic, East South Central, West South Central, Mountain, Pacific | Residential (New), Residential (Existing) | Heating (Equip.), Cooling (Equip.) | 999 | 999 | 37.0014 | 747.893 | 924.8524 | 927.031 | 904.5485 | 877.58 | 848.9704 | 819.988 | 792.2052 | 766.8339 | 742.9186 | 720.9891 | 700.2595 | 679.9565 | 660.6871 | 642.2035 | 624.4748 | 607.7578 | 591.9321 | 576.8425 | 562.2906 | 548.6822 | 541.1787 | 540.2722 | 539.8749 | 539.5194 | 539.1688
(R) ESTAR HP Pt. FS (NG Furnace) | Baseline competed | New England, Mid Atlantic, East North Central, West North Central, South Atlantic, East South Central, West South Central, Mountain, Pacific | Residential (New), Residential (Existing) | Heating (Equip.), Cooling (Equip.) | 999 | 999 | 37.0014 | 747.893 | 32.1008 | 33.209 | 33.3816 | 33.3991 | 33.3164 | 33.1446 | 32.9712 | 32.5816 | 32.2374 | 31.6078 | 31.0342 | 30.4821 | 29.9811 | 29.5269 | 29.0876 | 28.6528 | 28.2432 | 27.8631 | 27.5109 | 27.1949 | 26.8726 | 26.5548 | 26.2554 | 25.9633 | 25.6848
(R) ESTAR HP Pt. FS (NG Furnace) | Efficient competed | New England, Mid Atlantic, East North Central, West North Central, South Atlantic, East South Central, West South Central, Mountain, Pacific | Residential (New), Residential (Existing) | Heating (Equip.), Cooling (Equip.) | 999 | 999 | 37.0014 | 747.893 | 31.274 | 31.5277 | 30.8727 | 30.0888 | 29.2367 | 28.3348 | 27.4571 | 26.4383 | 25.4901 | 24.3587 | 23.3082 | 22.308 | 21.3733 | 20.5005 | 19.6676 | 18.8678 | 18.1113 | 17.401 | 16.7294 | 16.1002 | 15.693 | 15.5333 | 15.3959 | 15.2615 | 15.1342
(R) ESTAR HP Pt. FS (NG Heat, No Cool) | Baseline uncompeted | New England, Mid Atlantic, East North Central, West North Central, South Atlantic, East South Central, West South Central, Mountain, Pacific | Residential (New), Residential (Existing) | Heating (Equip.), Cooling (Equip.) | 999 | 999 | 102.2002 | 2101.2303 | 82.6629 | 84.4706 | 84.1598 | 83.3728 | 82.3751 | 81.289 | 80.1324 | 79.0706 | 77.9094 | 76.899 | 75.9923 | 75.1005 | 74.4538 | 73.8187 | 73.1274 | 72.335 | 71.5773 | 70.8617 | 70.1916 | 69.5821 | 68.9782 | 68.3678 | 67.7821 | 67.1975 | 66.6185
(R) ESTAR HP Pt. FS (NG Heat, No Cool) | Efficient uncompeted | New England, Mid Atlantic, East North Central, West North Central, South Atlantic, East South Central, West South Central, Mountain, Pacific | Residential (New), Residential (Existing) | Heating (Equip.), Cooling (Equip.) | 999 | 999 | 102.2002 | 2101.2303 | 80.8259 | 80.8049 | 78.7515 | 76.3234 | 73.7785 | 71.2339 | 68.7207 | 66.3754 | 64.0563 | 61.9372 | 59.9701 | 58.0709 | 56.3814 | 54.7571 | 53.1605 | 51.5736 | 50.064 | 48.6329 | 47.2782 | 46.0058 | 45.073 | 44.7014 | 44.4246 | 44.2026 | 44.0359
(R) ESTAR HP Pt. FS (NG Heat, No Cool) | Baseline competed | New England, Mid Atlantic, East North Central, West North Central, South Atlantic, East South Central, West South Central, Mountain, Pacific | Residential (New), Residential (Existing) | Heating (Equip.), Cooling (Equip.) | 999 | 999 | 102.2002 | 2101.2303 | 0.97243 | 0.99669 | 1.0001 | 1.0012 | 0.99756 | 0.99122 | 0.9841 | 0.96759 | 0.95126 | 0.93745 | 0.92525 | 0.91335 | 0.90347 | 0.89454 | 0.88486 | 0.87417 | 0.86374 | 0.85384 | 0.84438 | 0.83552 | 0.82628 | 0.8168 | 0.80752 | 0.79799 | 0.78863
(R) ESTAR HP Pt. FS (NG Heat, No Cool) | Efficient competed | New England, Mid Atlantic, East North Central, West North Central, South Atlantic, East South Central, West South Central, Mountain, Pacific | Residential (New), Residential (Existing) | Heating (Equip.), Cooling (Equip.) | 999 | 999 | 102.2002 | 2101.2303 | 0.94644 | 0.94439 | 0.92182 | 0.89734 | 0.86921 | 0.83953 | 0.80998 | 0.77394 | 0.73936 | 0.70773 | 0.67818 | 0.64963 | 0.62304 | 0.59779 | 0.57278 | 0.54791 | 0.52394 | 0.50115 | 0.47923 | 0.45821 | 0.44422 | 0.43893 | 0.43414 | 0.42921 | 0.42436
(R) ESTAR HP Pt. FS (Other Fossil Furnace) | Baseline uncompeted | New England, Mid Atlantic, East North Central, West North Central, South Atlantic, East South Central, West South Central, Mountain, Pacific | Residential (New), Residential (Existing) | Heating (Equip.), Cooling (Equip.) | -9.741 | 37.4915 | 34.5136 | 459.8213 | 224.0687 | 217.9564 | 216.1599 | 213.6632 | 210.7358 | 207.7382 | 204.9473 | 202.3884 | 200.0148 | 197.9498 | 196.069 | 194.2099 | 192.446 | 190.758 | 189.2024 | 187.8522 | 186.6286 | 185.4633 | 184.3413 | 183.2663 | 182.1991 | 181.1218 | 180.085 | 179.0705 | 178.0596
(R) ESTAR HP Pt. FS (Other Fossil Furnace) | Efficient uncompeted | New England, Mid Atlantic, East North Central, West North Central, South Atlantic, East South Central, West South Central, Mountain, Pacific | Residential (New), Residential (Existing) | Heating (Equip.), Cooling (Equip.) | -9.741 | 37.4915 | 34.5136 | 459.8213 | 220.5832 | 203.6857 | 198.7118 | 193.1761 | 187.3696 | 181.6036 | 176.1359 | 170.9604 | 166.0633 | 161.5162 | 157.209 | 153.0032 | 148.9408 | 145.0199 | 141.2679 | 137.7726 | 134.435 | 131.1787 | 128.0294 | 125.021 | 122.0586 | 119.1094 | 116.4179 | 115.4336 | 114.9307
(R) ESTAR HP Pt. FS (Other Fossil Furnace) | Baseline competed | New England, Mid Atlantic, East North Central, West North Central, South Atlantic, East South Central, West South Central, Mountain, Pacific | Residential (New), Residential (Existing) | Heating (Equip.), Cooling (Equip.) | -9.741 | 37.4915 | 34.5136 | 459.8213 | 9.5961 | 9.3213 | 9.4274 | 9.4824 | 9.5139 | 9.5185 | 9.5234 | 9.4146 | 9.3288 | 9.2616 | 9.2036 | 9.1506 | 9.0925 | 9.0451 | 9.0028 | 8.9644 | 8.9211 | 8.8775 | 8.8324 | 8.7897 | 8.7506 | 8.7074 | 8.6629 | 8.6109 | 8.5524
(R) ESTAR HP Pt. FS (Other Fossil Furnace) | Efficient competed | New England, Mid Atlantic, East North Central, West North Central, South Atlantic, East South Central, West South Central, Mountain, Pacific | Residential (New), Residential (Existing) | Heating (Equip.), Cooling (Equip.) | -9.741 | 37.4915 | 34.5136 | 459.8213 | 9.4525 | 8.5799 | 8.5413 | 8.4552 | 8.3485 | 8.2186 | 8.0899 | 7.868 | 7.67 | 7.4909 | 7.3223 | 7.1606 | 6.9979 | 6.8463 | 6.7 | 6.5593 | 6.4173 | 6.2763 | 6.1379 | 6.006 | 5.8776 | 5.7467 | 5.6254 | 5.5721 | 5.5393
(R) ESTAR HP Pt. FS (Other Fossil Heat, No Cool) | Baseline uncompeted | New England, Mid Atlantic, East North Central, West North Central, South Atlantic, East South Central, West South Central, Mountain, Pacific | Residential (New), Residential (Existing) | Heating (Equip.), Cooling (Equip.) | -14.933 | 69.0628 | 45.3933 | 603.0604 | 31.8297 | 30.6052 | 30.2763 | 29.8561 | 29.3817 | 28.9116 | 28.4599 | 28.0274 | 27.6109 | 27.2318 | 26.8778 | 26.5291 | 26.2061 | 25.8943 | 25.5966 | 25.308 | 25.0379 | 24.7797 | 24.533 | 24.2919 | 24.0545 | 23.8175 | 23.5846 | 23.3535 | 23.1237
(R) ESTAR HP Pt. FS (Other Fossil Heat, No Cool) | Efficient uncompeted | New England, Mid Atlantic, East North Central, West North Central, South Atlantic, East South Central, West South Central, Mountain, Pacific | Residential (New), Residential (Existing) | Heating (Equip.), Cooling (Equip.) | -14.933 | 69.0628 | 45.3933 | 603.0604 | 31.3301 | 28.6084 | 27.8253 | 26.9709 | 26.0864 | 25.2217 | 24.3914 | 23.5917 | 22.8261 | 22.106 | 21.4211 | 20.754 | 20.1189 | 19.5074 | 18.9182 | 18.3493 | 17.8051 | 17.2776 | 16.7699 | 16.2799 | 15.8008 | 15.325 | 14.8861 | 14.6885 | 14.5715
(R) ESTAR HP Pt. FS (Other Fossil Heat, No Cool) | Baseline competed | New England, Mid Atlantic, East North Central, West North Central, South Atlantic, East South Central, West South Central, Mountain, Pacific | Residential (New), Residential (Existing) | Heating (Equip.), Cooling (Equip.) | -14.933 | 69.0628 | 45.3933 | 603.0604 | 0.51311 | 0.49301 | 0.49913 | 0.5031 | 0.50587 | 0.50698 | 0.50776 | 0.50003 | 0.49367 | 0.48839 | 0.48363 | 0.47915 | 0.4745 | 0.4704 | 0.4666 | 0.46296 | 0.45885 | 0.45473 | 0.45055 | 0.44649 | 0.44265 | 0.43859 | 0.43442 | 0.43007 | 0.42598
(R) ESTAR HP Pt. FS (Other Fossil Heat, No Cool) | Efficient competed | New England, Mid Atlantic, East North Central, West North Central, South Atlantic, East South Central, West South Central, Mountain, Pacific | Residential (New), Residential (Existing) | Heating (Equip.), Cooling (Equip.) | -14.933 | 69.0628 | 45.3933 | 603.0604 | 0.50474 | 0.45444 | 0.45179 | 0.44705 | 0.44128 | 0.43404 | 0.42657 | 0.41195 | 0.39882 | 0.38675 | 0.37529 | 0.36425 | 0.35324 | 0.34287 | 0.3328 | 0.32303 | 0.3131 | 0.30324 | 0.29356 | 0.28424 | 0.27518 | 0.26598 | 0.2574 | 0.25306 | 0.25054
(R) ESTAR HP TS (Resist.) | Baseline uncompeted | New England, Mid Atlantic, East North Central, West North Central, South Atlantic, East South Central, West South Central, Mountain, Pacific | Residential (New), Residential (Existing) | Heating (Equip.), Cooling (Equip.) | -5.8315 | 25.0832 | 148.9998 | 2088.3059 | 191.8077 | 193.5902 | 195.0452 | 195.6539 | 195.6161 | 194.6931 | 194.3224 | 194.5807 | 195.3552 | 196.5765 | 197.797 | 198.7529 | 199.0142 | 199.5348 | 200.3247 | 201.6615 | 202.9994 | 204.2535 | 205.37 | 206.5931 | 207.7625 | 208.7941 | 209.9281 | 211.0894 | 212.2512
(R) ESTAR HP TS (Resist.) | Efficient uncompeted | New England, Mid Atlantic, East North Central, West North Central, South Atlantic, East South Central, West South Central, Mountain, Pacific | Residential (New), Residential (Existing) | Heating (Equip.), Cooling (Equip.) | -5.8315 | 25.0832 | 148.9998 | 2088.3059 | 188.2945 | 186.5802 | 184.6162 | 181.9279 | 178.7504 | 174.8967 | 171.6666 | 169.095 | 167.0726 | 165.5027 | 164.0188 | 162.4233 | 160.3858 | 158.6007 | 157.1172 | 156.2157 | 155.3922 | 154.5676 | 153.7754 | 153.2096 | 152.6638 | 152.1856 | 152.2137 | 153.4407 | 154.8167
(R) ESTAR HP TS (Resist.) | Baseline competed | New England, Mid Atlantic, East North Central, West North Central, South Atlantic, East South Central, West South Central, Mountain, Pacific | Residential (New), Residential (Existing) | Heating (Equip.), Cooling (Equip.) | -5.8315 | 25.0832 | 148.9998 | 2088.3059 | 22.2049 | 22.2803 | 21.9407 | 21.5347 | 21.6286 | 21.8622 | 21.7791 | 21.0123 | 20.3278 | 19.7137 | 19.1363 | 18.5764 | 17.994 | 17.4647 | 16.9895 | 16.5859 | 16.2039 | 15.8378 | 15.4829 | 15.167 | 14.8657 | 14.5706 | 14.2194 | 13.89 | 13.5842
(R) ESTAR HP TS (Resist.) | Efficient competed | New England, Mid Atlantic, East North Central, West North Central, South Atlantic, East South Central, West South Central, Mountain, Pacific | Residential (New), Residential (Existing) | Heating (Equip.), Cooling (Equip.) | -5.8315 | 25.0832 | 148.9998 | 2088.3059 | 21.8095 | 21.5301 | 20.8917 | 20.2108 | 19.9848 | 19.8856 | 19.5285 | 18.6104 | 17.7915 | 17.0569 | 16.3769 | 15.7345 | 15.0946 | 14.5138 | 13.9951 | 13.5552 | 13.1465 | 12.7628 | 12.4037 | 12.0878 | 11.7924 | 11.5168 | 11.2334 | 11.0321 | 10.8539
(R) ESTAR HPWH TS | Baseline uncompeted | New England, Mid Atlantic, East North Central, West North Central, South Atlantic, East South Central, West South Central, Mountain, Pacific | Residential (New), Residential (Existing) | Water Heating | 10.3546 | 7.4546 | 42.2519 | 578.449 | 161.8253 | 159.9789 | 158.293 | 152.0032 | 144.2267 | 135.6926 | 128.0118 | 121.2037 | 115.2929 | 110.1072 | 105.4766 | 101.2703 | 97.3549 | 94.1682 | 91.683 | 89.9327 | 88.7626 | 88.17 | 87.5385 | 86.9141 | 86.2842 | 85.6428 | 85.0471 | 84.5018 | 84.0422
(R) ESTAR HPWH TS | Efficient uncompeted | New England, Mid Atlantic, East North Central, West North Central, South Atlantic, East South Central, West South Central, Mountain, Pacific | Residential (New), Residential (Existing) | Water Heating | 10.3546 | 7.4546 | 42.2519 | 578.449 | 151.4012 | 139.5529 | 128.3232 | 114.1901 | 100.0204 | 86.4566 | 74.5265 | 64.0582 | 54.892 | 46.7746 | 39.5311 | 33.2599 | 27.8261 | 26.2808 | 25.577 | 25.0866 | 24.7579 | 24.5903 | 24.4119 | 24.2355 | 24.0578 | 23.878 | 23.7119 | 23.5599 | 23.4317
(R) ESTAR HPWH TS | Baseline competed | New England, Mid Atlantic, East North Central, West North Central, South Atlantic, East South Central, West South Central, Mountain, Pacific | Residential (New), Residential (Existing) | Water Heating | 10.3546 | 7.4546 | 42.2519 | 578.449 | 139.9423 | 138.1776 | 136.3927 | 130.2401 | 122.7283 | 114.5651 | 107.0733 | 99.5156 | 92.8431 | 86.8907 | 81.5475 | 76.7164 | 72.3831 | 68.4384 | 65.1637 | 62.5427 | 60.4591 | 58.8836 | 57.3698 | 55.9389 | 54.5827 | 53.2949 | 52.0969 | 50.9934 | 49.9982
(R) ESTAR HPWH TS | Efficient competed | New England, Mid Atlantic, East North Central, West North Central, South Atlantic, East South Central, West South Central, Mountain, Pacific | Residential (New), Residential (Existing) | Water Heating | 10.3546 | 7.4546 | 42.2519 | 578.449 | 130.9281 | 120.5489 | 110.6028 | 97.907 | 85.199 | 73.0926 | 62.4355 | 52.6996 | 44.2973 | 36.9866 | 30.6137 | 25.2229 | 20.6956 | 19.1047 | 18.1829 | 17.4496 | 16.8663 | 16.4247 | 16.0005 | 15.5994 | 15.2194 | 14.8595 | 14.5255 | 14.2178 | 13.9403
(R) Induction Range FS | Baseline uncompeted | New England, Mid Atlantic, East North Central, West North Central, South Atlantic, East South Central, West South Central, Mountain, Pacific | Residential (New), Residential (Existing) | Cooking | -21.265 | 999 | 203.6244 | 3907.8862 | 35.9362 | 35.8971 | 35.8507 | 35.8025 | 35.7535 | 35.6978 | 35.6334 | 35.5678 | 35.5119 | 35.4657 | 35.433 | 35.4153 | 35.4395 | 35.4957 | 35.5864 | 35.7083 | 35.8609 | 36.0132 | 36.1657 | 36.3217 | 36.4822 | 36.6467 | 36.8158 | 36.9906 | 37.1722
(R) Induction Range FS | Efficient uncompeted | New England, Mid Atlantic, East North Central, West North Central, South Atlantic, East South Central, West South Central, Mountain, Pacific | Residential (New), Residential (Existing) | Cooking | -21.265 | 999 | 203.6244 | 3907.8862 | 33.5583 | 31.1793 | 28.8391 | 26.5378 | 24.2763 | 22.05 | 19.8597 | 17.7124 | 15.6175 | 13.5732 | 11.5813 | 9.6488 | 7.7845 | 5.9536 | 5.0389 | 4.9992 | 5.0205 | 5.0418 | 5.0632 | 5.085 | 5.1075 | 5.1305 | 5.1542 | 5.1787 | 5.2041
(R) Induction Range FS | Baseline competed | New England, Mid Atlantic, East North Central, West North Central, South Atlantic, East South Central, West South Central, Mountain, Pacific | Residential (New), Residential (Existing) | Cooking | -21.265 | 999 | 203.6244 | 3907.8862 | 0.0071876 | 0.0072129 | 0.0072776 | 0.0073669 | 0.007481 | 0.0076136 | 0.0077716 | 0.0079503 | 0.0081538 | 0.0083768 | 0.0086177 | 0.008876 | 0.0091448 | 0.0094348 | 0.0097758 | 0.010134 | 0.010504 | 0.010877 | 0.011252 | 0.011633 | 0.012022 | 0.012416 | 0.012815 | 0.013219 | 0.013634
(R) Induction Range FS | Efficient competed | New England, Mid Atlantic, East North Central, West North Central, South Atlantic, East South Central, West South Central, Mountain, Pacific | Residential (New), Residential (Existing) | Cooking | -21.265 | 999 | 203.6244 | 3907.8862 | 0.006712 | 0.0062626 | 0.0058479 | 0.0054501 | 0.0050654 | 0.0046859 | 0.0043127 | 0.00394 | 0.0035676 | 0.0031896 | 0.0028033 | 0.0024085 | 0.002003 | 0.0015807 | 0.0013841 | 0.0014188 | 0.0014705 | 0.0015228 | 0.0015753 | 0.0016286 | 0.0016831 | 0.0017382 | 0.0017941 | 0.0018507 | 0.0019088
(R) Induction Range TS | Baseline uncompeted | New England, Mid Atlantic, East North Central, West North Central, South Atlantic, East South Central, West South Central, Mountain, Pacific | Residential (New), Residential (Existing) | Cooking | -19.9329 | 999 | 1216.2467 | 17459.7429 | 27.2578 | 27.6271 | 27.9946 | 28.3638 | 28.7293 | 29.099 | 29.4708 | 29.8398 | 30.2098 | 30.5825 | 30.9587 | 31.3297 | 31.6721 | 31.9784 | 32.2503 | 32.4824 | 32.6759 | 32.8554 | 33.0248 | 33.1904 | 33.354 | 33.5142 | 33.6716 | 33.826 | 33.9778
(R) Induction Range TS | Efficient uncompeted | New England, Mid Atlantic, East North Central, West North Central, South Atlantic, East South Central, West South Central, Mountain, Pacific | Residential (New), Residential (Existing) | Cooking | -19.9329 | 999 | 1216.2467 | 17459.7429 | 26.8281 | 26.7639 | 26.6969 | 26.6294 | 26.557 | 26.4863 | 26.4154 | 26.3407 | 26.2649 | 26.1889 | 26.113 | 26.0291 | 25.92 | 25.7814 | 25.6252 | 25.4517 | 25.4401 | 25.5757 | 25.7075 | 25.8365 | 25.9638 | 26.0885 | 26.211 | 26.3312 | 26.4494
(R) Induction Range TS | Baseline competed | New England, Mid Atlantic, East North Central, West North Central, South Atlantic, East South Central, West South Central, Mountain, Pacific | Residential (New), Residential (Existing) | Cooking | -19.9329 | 999 | 1216.2467 | 17459.7429 | 4.3606 | 4.4238 | 4.4904 | 4.5617 | 4.6368 | 4.7171 | 4.8015 | 4.8886 | 4.9787 | 5.0717 | 5.168 | 5.2656 | 5.3605 | 5.4507 | 5.5361 | 5.6139 | 5.6935 | 5.7709 | 5.8464 | 5.9214 | 5.9962 | 6.0707 | 6.1448 | 6.2185 | 6.2918
(R) Induction Range TS | Efficient competed | New England, Mid Atlantic, East North Central, West North Central, South Atlantic, East South Central, West South Central, Mountain, Pacific | Residential (New), Residential (Existing) | Cooking | -19.9329 | 999 | 1216.2467 | 17459.7429 | 4.2919 | 4.2855 | 4.2819 | 4.2822 | 4.2854 | 4.2926 | 4.3025 | 4.314 | 4.3272 | 4.3418 | 4.3578 | 4.3737 | 4.3862 | 4.3938 | 4.3985 | 4.3987 | 4.4327 | 4.4923 | 4.5511 | 4.6094 | 4.6676 | 4.7256 | 4.7833 | 4.8407 | 4.8977
(R) Min. Efficiency ASHP FS (NG Furnace) | Baseline uncompeted | New England, Mid Atlantic, East North Central, West North Central, South Atlantic, East South Central, West South Central, Mountain, Pacific | Residential (New), Residential (Existing) | Heating (Equip.), Cooling (Equip.) | 999 | 999 | 35.5652 | 737.7746 | 946.3947 | 970.5773 | 969.0105 | 961.8949 | 952.0705 | 940.8356 | 929.8844 | 920.7466 | 912.2322 | 905.2626 | 898.97 | 892.4605 | 886.8495 | 881.6049 | 876.5393 | 871.759 | 867.4452 | 863.4223 | 859.6625 | 856.6411 | 853.6404 | 850.4473 | 847.5153 | 844.644 | 841.7929
(R) Min. Efficiency ASHP FS (NG Furnace) | Efficient uncompeted | New England, Mid Atlantic, East North Central, West North Central, South Atlantic, East South Central, West South Central, Mountain, Pacific | Residential (New), Residential (Existing) | Heating (Equip.), Cooling (Equip.) | 999 | 999 | 35.5652 | 737.7746 | 918.0635 | 912.7894 | 883.4722 | 850.0038 | 815.2525 | 780.4376 | 747.1186 | 716.4205 | 687.361 | 660.4669 | 634.9637 | 610.1538 | 586.5187 | 563.8199 | 542.038 | 521.5143 | 502.0191 | 483.407 | 465.3805 | 448.2876 | 439.3324 | 439.3408 | 440.0223 | 440.75 | 441.4802
(R) Min. Efficiency ASHP FS (NG Furnace) | Baseline competed | New England, Mid Atlantic, East North Central, West North Central, South Atlantic, East South Central, West South Central, Mountain, Pacific | Residential (New), Residential (Existing) | Heating (Equip.), Cooling (Equip.) | 999 | 999 | 35.5652 | 737.7746 | 12.3201 | 12.8624 | 13.0804 | 13.2395 | 13.3597 | 13.4367 | 13.5207 | 13.6789 | 13.864 | 13.8624 | 13.8769 | 13.8939 | 13.905 | 13.9333 | 13.9598 | 13.9842 | 14.0074 | 14.034 | 14.0629 | 14.1019 | 14.155 | 14.1994 | 14.2442 | 14.2831 | 14.3243
(R) Min. Efficiency ASHP FS (NG Furnace) | Efficient competed | New England, Mid Atlantic, East North Central, West North Central, South Atlantic, East South Central, West South Central, Mountain, Pacific | Residential (New), Residential (Existing) | Heating (Equip.), Cooling (Equip.) | 999 | 999 | 35.5652 | 737.7746 | 11.893 | 11.9852 | 11.7629 | 11.4896 | 11.1879 | 10.8585 | 10.5411 | 10.2822 | 10.0432 | 9.6808 | 9.3391 | 9.0079 | 8.6796 | 8.3679 | 8.0615 | 7.761 | 7.4652 | 7.1781 | 6.8953 | 6.6213 | 6.4967 | 6.5329 | 6.5788 | 6.6219 | 6.6658
(R) Ref. Case ASHP | Baseline uncompeted | New England, Mid Atlantic, East North Central, West North Central, South Atlantic, East South Central, West South Central, Mountain, Pacific | Residential (New), Residential (Existing) | Heating (Equip.), Cooling (Equip.) | 999 | 999 | 999 | 999 | 109.1053 | 110.7523 | 112.2174 | 113.2554 | 114.025 | 114.3302 | 114.8882 | 115.8149 | 117.1322 | 118.7046 | 120.253 | 121.6815 | 122.7219 | 123.7502 | 124.9111 | 126.4765 | 128.1803 | 129.8073 | 131.3087 | 132.922 | 134.4761 | 135.9999 | 137.5404 | 139.1243 | 140.6854
(R) Ref. Case ASHP | Efficient uncompeted | New England, Mid Atlantic, East North Central, West North Central, South Atlantic, East South Central, West South Central, Mountain, Pacific | Residential (New), Residential (Existing) | Heating (Equip.), Cooling (Equip.) | 999 | 999 | 999 | 999 | 109.6123 | 111.7668 | 113.7345 | 115.2648 | 116.5136 | 117.2783 | 118.2932 | 119.6807 | 121.4685 | 123.5202 | 125.5476 | 127.4508 | 128.9474 | 130.4063 | 131.9944 | 133.9497 | 135.8749 | 137.6234 | 139.2326 | 140.9604 | 142.625 | 144.2547 | 145.9018 | 147.5951 | 149.2639
(R) Ref. Case ASHP | Baseline competed | New England, Mid Atlantic, East North Central, West North Central, South Atlantic, East South Central, West South Central, Mountain, Pacific | Residential (New), Residential (Existing) | Heating (Equip.), Cooling (Equip.) | 999 | 999 | 999 | 999 | 109.1053 | 110.7523 | 112.2174 | 113.2554 | 114.025 | 114.3302 | 114.8882 | 115.8149 | 117.1322 | 115.9042 | 114.8303 | 113.8174 | 112.6158 | 111.5687 | 110.8547 | 109.8878 | 109.1946 | 108.5997 | 108.0402 | 107.6945 | 107.4015 | 107.1815 | 107.0599 | 107.0539 | 107.0988
(R) Ref. Case ASHP | Efficient competed | New England, Mid Atlantic, East North Central, West North Central, South Atlantic, East South Central, West South Central, Mountain, Pacific | Residential (New), Residential (Existing) | Heating (Equip.), Cooling (Equip.) | 999 | 999 | 999 | 999 | 109.6123 | 111.7668 | 113.7345 | 115.2648 | 116.5136 | 117.2783 | 118.2932 | 119.6807 | 121.4685 | 120.6007 | 119.8809 | 119.2138 | 118.3379 | 117.5936 | 117.1851 | 116.4482 | 115.8346 | 115.2307 | 114.6583 | 114.3116 | 114.0193 | 113.8016 | 113.6874 | 113.6953 | 113.7563
(R) Ref. Case Bio or No Heat & AC | Baseline uncompeted | New England, Mid Atlantic, East North Central, West North Central, South Atlantic, East South Central, West South Central, Mountain, Pacific | Residential (New), Residential (Existing) | Heating (Equip.), Cooling (Equip.) | 999 | 0 | 999 | 999 | 137.3755 | 134.92 | 134.0011 | 133.6072 | 132.6126 | 130.9186 | 129.1469 | 127.9557 | 127.3578 | 126.5653 | 125.5202 | 124.641 | 123.7526 | 122.9162 | 121.9485 | 121.0184 | 120.0228 | 118.9882 | 117.9721 | 117.3146 | 116.7511 | 116.1759 | 115.5927 | 115.0924 | 114.6447
(R) Ref. Case Bio or No Heat & AC | Efficient uncompeted | New England, Mid Atlantic, East North Central, West North Central, South Atlantic, East South Central, West South Central, Mountain, Pacific | Residential (New), Residential (Existing) | Heating (Equip.), Cooling (Equip.) | 999 | 0 | 999 | 999 | 137.3755 | 134.92 | 134.0011 | 133.6072 | 132.6126 | 130.9186 | 129.1469 | 127.9557 | 127.3578 | 126.5653 | 125.5202 | 124.641 | 123.7526 | 122.9162 | 121.9485 | 121.0184 | 120.0228 | 118.9882 | 117.9721 | 117.3146 | 116.7511 | 116.1759 | 115.5927 | 115.0924 | 114.6447
(R) Ref. Case Bio or No Heat & AC | Baseline competed | New England, Mid Atlantic, East North Central, West North Central, South Atlantic, East South Central, West South Central, Mountain, Pacific | Residential (New), Residential (Existing) | Heating (Equip.), Cooling (Equip.) | 999 | 0 | 999 | 999 | 137.3755 | 134.92 | 134.0011 | 133.6072 | 132.6126 | 130.9186 | 129.1469 | 127.9557 | 127.3578 | 126.5653 | 125.5202 | 124.641 | 123.7526 | 122.9162 | 121.9485 | 121.0184 | 120.0228 | 118.9882 | 117.9721 | 117.3146 | 116.7511 | 116.1759 | 115.5927 | 115.0924 | 114.6447
(R) Ref. Case Bio or No Heat & AC | Efficient competed | New England, Mid Atlantic, East North Central, West North Central, South Atlantic, East South Central, West South Central, Mountain, Pacific | Residential (New), Residential (Existing) | Heating (Equip.), Cooling (Equip.) | 999 | 0 | 999 | 999 | 137.3755 | 134.92 | 134.0011 | 133.6072 | 132.6126 | 130.9186 | 129.1469 | 127.9557 | 127.3578 | 126.5653 | 125.5202 | 124.641 | 123.7526 | 122.9162 | 121.9485 | 121.0184 | 120.0228 | 118.9882 | 117.9721 | 117.3146 | 116.7511 | 116.1759 | 115.5927 | 115.0924 | 114.6447
(R) Ref. Case Clothes Washer | Baseline uncompeted | New England, Mid Atlantic, East North Central, West North Central, South Atlantic, East South Central, West South Central, Mountain, Pacific | Residential (New), Residential (Existing) | Other | 999 | 0 | 999 | 999 | 16.2725 | 15.8675 | 15.3909 | 14.9021 | 14.3325 | 13.7386 | 13.1088 | 12.5627 | 12.1006 | 11.7228 | 11.4349 | 11.2413 | 11.1524 | 11.1738 | 11.1947 | 11.2158 | 11.2395 | 11.2664 | 11.2977 | 11.3355 | 11.3797 | 11.4292 | 11.4835 | 11.5418 | 11.6036
(R) Ref. Case Clothes Washer | Efficient uncompeted | New England, Mid Atlantic, East North Central, West North Central, South Atlantic, East South Central, West South Central, Mountain, Pacific | Residential (New), Residential (Existing) | Other | 999 | 0 | 999 | 999 | 16.2725 | 15.8675 | 15.3909 | 14.9021 | 14.3325 | 13.7386 | 13.1088 | 12.5627 | 12.1006 | 11.7228 | 11.4349 | 11.2413 | 11.1524 | 11.1738 | 11.1947 | 11.2158 | 11.2395 | 11.2664 | 11.2977 | 11.3355 | 11.3797 | 11.4292 | 11.4835 | 11.5418 | 11.6036
(R) Ref. Case Clothes Washer | Baseline competed | New England, Mid Atlantic, East North Central, West North Central, South Atlantic, East South Central, West South Central, Mountain, Pacific | Residential (New), Residential (Existing) | Other | 999 | 0 | 999 | 999 | 9.0241 | 8.8011 | 8.5474 | 8.2861 | 7.9789 | 7.657 | 7.3146 | 7.0181 | 6.7677 | 6.5638 | 6.4094 | 6.3076 | 6.2637 | 6.2813 | 6.298 | 6.3144 | 6.3318 | 6.3506 | 6.3715 | 6.3958 | 6.4235 | 6.4538 | 6.4866 | 6.5214 | 6.558
(R) Ref. Case Clothes Washer | Efficient competed | New England, Mid Atlantic, East North Central, West North Central, South Atlantic, East South Central, West South Central, Mountain, Pacific | Residential (New), Residential (Existing) | Other | 999 | 0 | 999 | 999 | 9.0241 | 8.8011 | 8.5474 | 8.2861 | 7.9789 | 7.657 | 7.3146 | 7.0181 | 6.7677 | 6.5638 | 6.4094 | 6.3076 | 6.2637 | 6.2813 | 6.298 | 6.3144 | 6.3318 | 6.3506 | 6.3715 | 6.3958 | 6.4235 | 6.4538 | 6.4866 | 6.5214 | 6.558
(R) Ref. Case Dishwasher | Baseline uncompeted | New England, Mid Atlantic, East North Central, West North Central, South Atlantic, East South Central, West South Central, Mountain, Pacific | Residential (New), Residential (Existing) | Other | 999 | 0 | 999 | 999 | 15.5722 | 15.6918 | 15.7612 | 15.8111 | 15.8408 | 15.8496 | 15.8387 | 15.8599 | 15.9159 | 16.007 | 16.1363 | 16.3038 | 16.5137 | 16.7699 | 17.0244 | 17.2764 | 17.5279 | 17.7789 | 18.0308 | 18.2863 | 18.5459 | 18.8085 | 19.0743 | 19.3431 | 19.6151
(R) Ref. Case Dishwasher | Efficient uncompeted | New England, Mid Atlantic, East North Central, West North Central, South Atlantic, East South Central, West South Central, Mountain, Pacific | Residential (New), Residential (Existing) | Other | 999 | 0 | 999 | 999 | 15.5722 | 15.6918 | 15.7612 | 15.8111 | 15.8408 | 15.8496 | 15.8387 | 15.8599 | 15.9159 | 16.007 | 16.1363 | 16.3038 | 16.5137 | 16.7699 | 17.0244 | 17.2764 | 17.5279 | 17.7789 | 18.0308 | 18.2863 | 18.5459 | 18.8085 | 19.0743 | 19.3431 | 19.6151
(R) Ref. Case Dishwasher | Baseline competed | New England, Mid Atlantic, East North Central, West North Central, South Atlantic, East South Central, West South Central, Mountain, Pacific | Residential (New), Residential (Existing) | Other | 999 | 0 | 999 | 999 | 7.7861 | 7.8459 | 7.8806 | 7.9055 | 7.9204 | 7.9248 | 7.9194 | 7.93 | 7.958 | 8.0035 | 8.0682 | 8.1519 | 8.2569 | 8.3849 | 8.5122 | 8.6382 | 8.7639 | 8.8895 | 9.0154 | 9.1431 | 9.273 | 9.4043 | 9.5372 | 9.6715 | 9.8076
(R) Ref. Case Dishwasher | Efficient competed | New England, Mid Atlantic, East North Central, West North Central, South Atlantic, East South Central, West South Central, Mountain, Pacific | Residential (New), Residential (Existing) | Other | 999 | 0 | 999 | 999 | 7.7861 | 7.8459 | 7.8806 | 7.9055 | 7.9204 | 7.9248 | 7.9194 | 7.93 | 7.958 | 8.0035 | 8.0682 | 8.1519 | 8.2569 | 8.3849 | 8.5122 | 8.6382 | 8.7639 | 8.8895 | 9.0154 | 9.1431 | 9.273 | 9.4043 | 9.5372 | 9.6715 | 9.8076
(R) Ref. Case Electric Dryer | Baseline uncompeted | New England, Mid Atlantic, East North Central, West North Central, South Atlantic, East South Central, West South Central, Mountain, Pacific | Residential (New), Residential (Existing) | Other | 999 | 0 | 999 | 999 | 73.8176 | 74.2772 | 74.7708 | 74.9262 | 74.7151 | 73.9713 | 73.2213 | 72.8164 | 72.7733 | 73.0755 | 73.5505 | 74.0506 | 74.4254 | 75.0716 | 75.9924 | 77.2941 | 78.5274 | 79.7152 | 80.8856 | 82.05 | 83.1895 | 84.2822 | 85.3786 | 86.4569 | 87.532
(R) Ref. Case Electric Dryer | Efficient uncompeted | New England, Mid Atlantic, East North Central, West North Central, South Atlantic, East South Central, West South Central, Mountain, Pacific | Residential (New), Residential (Existing) | Other | 999 | 0 | 999 | 999 | 73.8176 | 74.2772 | 74.7708 | 74.9262 | 74.7151 | 73.9713 | 73.2213 | 72.8164 | 72.7733 | 73.0755 | 73.5505 | 74.0506 | 74.4254 | 75.0716 | 75.9924 | 77.2941 | 78.5274 | 79.7152 | 80.8856 | 82.05 | 83.1895 | 84.2822 | 85.3786 | 86.4569 | 87.532
(R) Ref. Case Electric Dryer | Baseline competed | New England, Mid Atlantic, East North Central, West North Central, South Atlantic, East South Central, West South Central, Mountain, Pacific | Residential (New), Residential (Existing) | Other | 999 | 0 | 999 | 999 | 0.71685 | 0.74323 | 0.68318 | 0.6253 | 0.5698 | 0.51565 | 0.46669 | 0.42451 | 0.38827 | 0.35699 | 0.32918 | 0.30387 | 0.28028 | 0.2585 | 0.23938 | 0.22289 | 0.20739 | 0.19291 | 0.17943 | 0.16687 | 0.15514 | 0.14417 | 0.13398 | 0.1245 | 0.1157
(R) Ref. Case Electric Dryer | Efficient competed | New England, Mid Atlantic, East North Central, West North Central, South Atlantic, East South Central, West South Central, Mountain, Pacific | Residential (New), Residential (Existing) | Other | 999 | 0 | 999 | 999 | 0.71685 | 0.74323 | 0.68318 | 0.6253 | 0.5698 | 0.51565 | 0.46669 | 0.42451 | 0.38827 | 0.35699 | 0.32918 | 0.30387 | 0.28028 | 0.2585 | 0.23938 | 0.22289 | 0.20739 | 0.19291 | 0.17943 | 0.16687 | 0.15514 | 0.14417 | 0.13398 | 0.1245 | 0.1157
(R) Ref. Case Electric Other | Baseline uncompeted | New England, Mid Atlantic, East North Central, West North Central, South Atlantic, East South Central, West South Central, Mountain, Pacific | Residential (New), Residential (Existing) | Other | 999 | 0 | 999 | 999 | 708.6417 | 658.1583 | 670.3741 | 681.4248 | 691.2509 | 699.3605 | 708.0774 | 718.2493 | 730.269 | 743.4428 | 756.5065 | 769.3354 | 781.0535 | 793.3421 | 803.9012 | 815.7608 | 827.6392 | 839.6712 | 851.8747 | 862.3218 | 874.6773 | 886.9662 | 899.6537 | 912.4932 | 925.9611
(R) Ref. Case Electric Other | Efficient uncompeted | New England, Mid Atlantic, East North Central, West North Central, South Atlantic, East South Central, West South Central, Mountain, Pacific | Residential (New), Residential (Existing) | Other | 999 | 0 | 999 | 999 | 708.6417 | 658.1583 | 670.3741 | 681.4248 | 691.2509 | 699.3605 | 708.0774 | 718.2493 | 730.269 | 743.4428 | 756.5065 | 769.3354 | 781.0535 | 793.3421 | 803.9012 | 815.7608 | 827.6392 | 839.6712 | 851.8747 | 862.3218 | 874.6773 | 886.9662 | 899.6537 | 912.4932 | 925.9611
(R) Ref. Case Electric Other | Baseline competed | New England, Mid Atlantic, East North Central, West North Central, South Atlantic, East South Central, West South Central, Mountain, Pacific | Residential (New), Residential (Existing) | Other | 999 | 0 | 999 | 999 | 708.6417 | 658.1583 | 670.3741 | 681.4248 | 691.2509 | 699.3605 | 708.0774 | 718.2493 | 730.269 | 743.4428 | 756.5065 | 769.3354 | 781.0535 | 793.3421 | 803.9012 | 815.7608 | 827.6392 | 839.6712 | 851.8747 | 862.3218 | 874.6773 | 886.9662 | 899.6537 | 912.4932 | 925.9611
(R) Ref. Case Electric Other | Efficient competed | New England, Mid Atlantic, East North Central, West North Central, South Atlantic, East South Central, West South Central, Mountain, Pacific | Residential (New), Residential (Existing) | Other | 999 | 0 | 999 | 999 | 708.6417 | 658.1583 | 670.3741 | 681.4248 | 691.2509 | 699.3605 | 708.0774 | 718.2493 | 730.269 | 743.4428 | 756.5065 | 769.3354 | 781.0535 | 793.3421 | 803.9012 | 815.7608 | 827.6392 | 839.6712 | 851.8747 | 862.3218 | 874.6773 | 886.9662 | 899.6537 | 912.4932 | 925.9611
(R) Ref. Case Electric Range | Baseline uncompeted | New England, Mid Atlantic, East North Central, West North Central, South Atlantic, East South Central, West South Central, Mountain, Pacific | Residential (New), Residential (Existing) | Cooking | 999 | 0 | 999 | 999 | 27.2578 | 27.6271 | 27.9946 | 28.3638 | 28.7293 | 29.099 | 29.4708 | 29.8398 | 30.2098 | 30.5825 | 30.9587 | 31.3297 | 31.6721 | 31.9784 | 32.2503 | 32.4824 | 32.6759 | 32.8554 | 33.0248 | 33.1904 | 33.354 | 33.5142 | 33.6716 | 33.826 | 33.9778
(R) Ref. Case Electric Range | Efficient uncompeted | New England, Mid Atlantic, East North Central, West North Central, South Atlantic, East South Central, West South Central, Mountain, Pacific | Residential (New), Residential (Existing) | Cooking | 999 | 0 | 999 | 999 | 27.2578 | 27.6271 | 27.9946 | 28.3638 | 28.7293 | 29.099 | 29.4708 | 29.8398 | 30.2098 | 30.5825 | 30.9587 | 31.3297 | 31.6721 | 31.9784 | 32.2503 | 32.4824 | 32.6759 | 32.8554 | 33.0248 | 33.1904 | 33.354 | 33.5142 | 33.6716 | 33.826 | 33.9778
(R) Ref. Case Electric Range | Baseline competed | New England, Mid Atlantic, East North Central, West North Central, South Atlantic, East South Central, West South Central, Mountain, Pacific | Residential (New), Residential (Existing) | Cooking | 999 | 0 | 999 | 999 | 22.8972 | 23.2032 | 23.5042 | 23.802 | 24.0925 | 24.3819 | 24.6692 | 24.9512 | 25.2311 | 25.5107 | 25.7908 | 26.0641 | 26.3115 | 26.5278 | 26.7142 | 26.8685 | 26.9824 | 27.0845 | 27.1783 | 27.269 | 27.3578 | 27.4435 | 27.5268 | 27.6075 | 27.686
(R) Ref. Case Electric Range | Efficient competed | New England, Mid Atlantic, East North Central, West North Central, South Atlantic, East South Central, West South Central, Mountain, Pacific | Residential (New), Residential (Existing) | Cooking | 999 | 0 | 999 | 999 | 22.8972 | 23.2032 | 23.5042 | 23.802 | 24.0925 | 24.3819 | 24.6692 | 24.9512 | 25.2311 | 25.5107 | 25.7908 | 26.0641 | 26.3115 | 26.5278 | 26.7142 | 26.8685 | 26.9824 | 27.0845 | 27.1783 | 27.269 | 27.3578 | 27.4435 | 27.5268 | 27.6075 | 27.686
(R) Ref. Case Electronics | Baseline uncompeted | New England, Mid Atlantic, East North Central, West North Central, South Atlantic, East South Central, West South Central, Mountain, Pacific | Residential (New), Residential (Existing) | Computers and Electronics | 999 | 0 | 999 | 999 | 90.5983 | 89.122 | 87.7775 | 86.2161 | 84.3985 | 82.3134 | 80.4653 | 78.865 | 77.4936 | 76.2871 | 75.1359 | 73.9464 | 72.6438 | 71.542 | 70.5703 | 69.7654 | 69.0154 | 68.3671 | 67.8352 | 67.436 | 67.1846 | 67.0025 | 66.9308 | 66.9424 | 67.0519
(R) Ref. Case Electronics | Efficient uncompeted | New England, Mid Atlantic, East North Central, West North Central, South Atlantic, East South Central, West South Central, Mountain, Pacific | Residential (New), Residential (Existing) | Computers and Electronics | 999 | 0 | 999 | 999 | 90.5983 | 89.122 | 87.7775 | 86.2161 | 84.3985 | 82.3134 | 80.4653 | 78.865 | 77.4936 | 76.2871 | 75.1359 | 73.9464 | 72.6438 | 71.542 | 70.5703 | 69.7654 | 69.0154 | 68.3671 | 67.8352 | 67.436 | 67.1846 | 67.0025 | 66.9308 | 66.9424 | 67.0519
(R) Ref. Case Electronics | Baseline competed | New England, Mid Atlantic, East North Central, West North Central, South Atlantic, East South Central, West South Central, Mountain, Pacific | Residential (New), Residential (Existing) | Computers and Electronics | 999 | 0 | 999 | 999 | 73.7206 | 72.3953 | 71.1289 | 69.6536 | 67.9456 | 66.0017 | 64.235 | 62.6565 | 61.2491 | 59.9727 | 58.7452 | 57.4966 | 56.1736 | 55.026 | 53.9991 | 53.1251 | 52.3168 | 51.6151 | 51.0326 | 50.5844 | 50.2798 | 50.0416 | 49.8942 | 49.814 | 49.8095
(R) Ref. Case Electronics | Efficient competed | New England, Mid Atlantic, East North Central, West North Central, South Atlantic, East South Central, West South Central, Mountain, Pacific | Residential (New), Residential (Existing) | Computers and Electronics | 999 | 0 | 999 | 999 | 73.7206 | 72.3953 | 71.1289 | 69.6536 | 67.9456 | 66.0017 | 64.235 | 62.6565 | 61.2491 | 59.9727 | 58.7452 | 57.4966 | 56.1736 | 55.026 | 53.9991 | 53.1251 | 52.3168 | 51.6151 | 51.0326 | 50.5844 | 50.2798 | 50.0416 | 49.8942 | 49.814 | 49.8095
(R) Ref. Case Fans and Pumps | Baseline uncompeted | New England, Mid Atlantic, East North Central, West North Central, South Atlantic, East South Central, West South Central, Mountain, Pacific | Residential (New), Residential (Existing) | Other | 999 | 0 | 999 | 999 | 94.8509 | 95.9832 | 96.8975 | 97.4879 | 97.8945 | 98.0535 | 98.3022 | 98.7009 | 99.125 | 99.6465 | 100.1017 | 100.4033 | 100.5524 | 100.6446 | 100.6675 | 100.6493 | 100.6214 | 100.609 | 100.6273 | 100.851 | 101.1015 | 101.324 | 101.6269 | 101.9868 | 102.3736
(R) Ref. Case Fans and Pumps | Efficient uncompeted | New England, Mid Atlantic, East North Central, West North Central, South Atlantic, East South Central, West South Central, Mountain, Pacific | Residential (New), Residential (Existing) | Other | 999 | 0 | 999 | 999 | 94.8509 | 95.9832 | 96.8975 | 97.4879 | 97.8945 | 98.0535 | 98.3022 | 98.7009 | 99.125 | 99.6465 | 100.1017 | 100.4033 | 100.5524 | 100.6446 | 100.6675 | 100.6493 | 100.6214 | 100.609 | 100.6273 | 100.851 | 101.1015 | 101.324 | 101.6269 | 101.9868 | 102.3736
(R) Ref. Case Fans and Pumps | Baseline competed | New England, Mid Atlantic, East North Central, West North Central, South Atlantic, East South Central, West South Central, Mountain, Pacific | Residential (New), Residential (Existing) | Other | 999 | 0 | 999 | 999 | 94.8509 | 95.9832 | 96.8975 | 97.4879 | 97.8945 | 98.0535 | 98.3022 | 98.7009 | 99.125 | 99.6465 | 100.1017 | 100.4033 | 100.5524 | 100.6446 | 100.6675 | 100.6493 | 100.6214 | 100.609 | 100.6273 | 100.851 | 101.1015 | 101.324 | 101.6269 | 101.9868 | 102.3736
(R) Ref. Case Fans and Pumps | Efficient competed | New England, Mid Atlantic, East North Central, West North Central, South Atlantic, East South Central, West South Central, Mountain, Pacific | Residential (New), Residential (Existing) | Other | 999 | 0 | 999 | 999 | 94.8509 | 95.9832 | 96.8975 | 97.4879 | 97.8945 | 98.0535 | 98.3022 | 98.7009 | 99.125 | 99.6465 | 100.1017 | 100.4033 | 100.5524 | 100.6446 | 100.6675 | 100.6493 | 100.6214 | 100.609 | 100.6273 | 100.851 | 101.1015 | 101.324 | 101.6269 | 101.9868 | 102.3736
(R) Ref. Case Fossil Other | Baseline uncompeted | New England, Mid Atlantic, East North Central, West North Central, South Atlantic, East South Central, West South Central, Mountain, Pacific | Residential (New), Residential (Existing) | Other | 999 | 0 | 999 | 999 | 293.1865 | 295.3335 | 296.892 | 297.7033 | 298.0688 | 298.3079 | 298.3253 | 298.5701 | 298.3041 | 298.4275 | 298.862 | 299.3849 | 300.7397 | 302.0595 | 303.1219 | 303.8325 | 304.5166 | 305.2889 | 306.1404 | 307.0293 | 307.8446 | 308.6552 | 309.5019 | 310.3604 | 311.2182
(R) Ref. Case Fossil Other | Efficient uncompeted | New England, Mid Atlantic, East North Central, West North Central, South Atlantic, East South Central, West South Central, Mountain, Pacific | Residential (New), Residential (Existing) | Other | 999 | 0 | 999 | 999 | 293.1865 | 295.3335 | 296.892 | 297.7033 | 298.0688 | 298.3079 | 298.3253 | 298.5701 | 298.3041 | 298.4275 | 298.862 | 299.3849 | 300.7397 | 302.0595 | 303.1219 | 303.8325 | 304.5166 | 305.2889 | 306.1404 | 307.0293 | 307.8446 | 308.6552 | 309.5019 | 310.3604 | 311.2182
(R) Ref. Case Fossil Other | Baseline competed | New England, Mid Atlantic, East North Central, West North Central, South Atlantic, East South Central, West South Central, Mountain, Pacific | Residential (New), Residential (Existing) | Other | 999 | 0 | 999 | 999 | 293.1865 | 295.3335 | 296.892 | 297.7033 | 298.0688 | 298.3079 | 298.3253 | 298.5701 | 298.3041 | 298.4275 | 298.862 | 299.3849 | 300.7397 | 302.0595 | 303.1219 | 303.8325 | 304.5166 | 305.2889 | 306.1404 | 307.0293 | 307.8446 | 308.6552 | 309.5019 | 310.3604 | 311.2182
(R) Ref. Case Fossil Other | Efficient competed | New England, Mid Atlantic, East North Central, West North Central, South Atlantic, East South Central, West South Central, Mountain, Pacific | Residential (New), Residential (Existing) | Other | 999 | 0 | 999 | 999 | 293.1865 | 295.3335 | 296.892 | 297.7033 | 298.0688 | 298.3079 | 298.3253 | 298.5701 | 298.3041 | 298.4275 | 298.862 | 299.3849 | 300.7397 | 302.0595 | 303.1219 | 303.8325 | 304.5166 | 305.2889 | 306.1404 | 307.0293 | 307.8446 | 308.6552 | 309.5019 | 310.3604 | 311.2182
(R) Ref. Case GSHP | Baseline uncompeted | New England, Mid Atlantic, East North Central, West North Central, South Atlantic, East South Central, West South Central, Mountain, Pacific | Residential (New), Residential (Existing) | Heating (Equip.), Cooling (Equip.) | 999 | 999 | 999 | 999 | 7.968 | 7.9748 | 7.9832 | 7.9523 | 7.886 | 7.7821 | 7.6899 | 7.6198 | 7.5782 | 7.5525 | 7.5253 | 7.4862 | 7.4227 | 7.36 | 7.3038 | 7.263 | 7.2261 | 7.1905 | 7.154 | 7.126 | 7.0978 | 7.0716 | 7.0477 | 7.0271 | 7.0083
(R) Ref. Case GSHP | Efficient uncompeted | New England, Mid Atlantic, East North Central, West North Central, South Atlantic, East South Central, West South Central, Mountain, Pacific | Residential (New), Residential (Existing) | Heating (Equip.), Cooling (Equip.) | 999 | 999 | 999 | 999 | 7.9765 | 7.9916 | 8.0079 | 7.9845 | 7.9251 | 7.8275 | 7.741 | 7.6764 | 7.6403 | 7.6197 | 7.5974 | 7.5628 | 7.5028 | 7.4426 | 7.3858 | 7.3434 | 7.3048 | 7.2676 | 7.2294 | 7.1998 | 7.17 | 7.1422 | 7.1169 | 7.0948 | 7.0746
(R) Ref. Case GSHP | Baseline competed | New England, Mid Atlantic, East North Central, West North Central, South Atlantic, East South Central, West South Central, Mountain, Pacific | Residential (New), Residential (Existing) | Heating (Equip.), Cooling (Equip.) | 999 | 999 | 999 | 999 | 7.968 | 7.9748 | 7.9832 | 7.9523 | 7.886 | 7.7821 | 7.6899 | 7.6198 | 7.5782 | 7.5525 | 7.5253 | 7.4862 | 7.4227 | 7.36 | 7.3038 | 7.263 | 7.2261 | 7.1905 | 7.154 | 7.126 | 7.0978 | 7.0716 | 7.0477 | 7.0271 | 7.0083
(R) Ref. Case GSHP | Efficient competed | New England, Mid Atlantic, East North Central, West North Central, South Atlantic, East South Central, West South Central, Mountain, Pacific | Residential (New), Residential (Existing) | Heating (Equip.), Cooling (Equip.) | 999 | 999 | 999 | 999 | 7.9765 | 7.9916 | 8.0079 | 7.9845 | 7.9251 | 7.8275 | 7.741 | 7.6764 | 7.6403 | 7.6197 | 7.5974 | 7.5628 | 7.5028 | 7.4426 | 7.3858 | 7.3434 | 7.3048 | 7.2676 | 7.2294 | 7.1998 | 7.17 | 7.1422 | 7.1169 | 7.0948 | 7.0746
(R) Ref. Case Gas Dryer | Baseline uncompeted | New England, Mid Atlantic, East North Central, West North Central, South Atlantic, East South Central, West South Central, Mountain, Pacific | Residential (New), Residential (Existing) | Other | 999 | 0 | 999 | 999 | 20.6644 | 20.9372 | 21.2152 | 21.4658 | 21.7073 | 21.9531 | 22.1703 | 22.3931 | 22.5188 | 22.6885 | 22.9025 | 23.1414 | 23.501 | 23.8513 | 24.1573 | 24.4085 | 24.6597 | 24.9225 | 25.1963 | 25.4781 | 25.7572 | 26.0397 | 26.329 | 26.621 | 26.9131
(R) Ref. Case Gas Dryer | Efficient uncompeted | New England, Mid Atlantic, East North Central, West North Central, South Atlantic, East South Central, West South Central, Mountain, Pacific | Residential (New), Residential (Existing) | Other | 999 | 0 | 999 | 999 | 20.6644 | 20.9372 | 21.2152 | 21.4658 | 21.7073 | 21.9531 | 22.1703 | 22.3931 | 22.5188 | 22.6885 | 22.9025 | 23.1414 | 23.501 | 23.8513 | 24.1573 | 24.4085 | 24.6597 | 24.9225 | 25.1963 | 25.4781 | 25.7572 | 26.0397 | 26.329 | 26.621 | 26.9131
(R) Ref. Case Gas Dryer | Baseline competed | New England, Mid Atlantic, East North Central, West North Central, South Atlantic, East South Central, West South Central, Mountain, Pacific | Residential (New), Residential (Existing) | Other | 999 | 0 | 999 | 999 | 19.7832 | 20.0396 | 18.6184 | 17.2748 | 16.0221 | 14.8648 | 13.7735 | 12.7674 | 11.7865 | 10.9053 | 10.1127 | 9.3923 | 8.781 | 8.1748 | 7.5977 | 7.0476 | 6.5383 | 6.07 | 5.6386 | 5.2395 | 4.8679 | 4.5234 | 4.2045 | 3.9086 | 3.6335
(R) Ref. Case Gas Dryer | Efficient competed | New England, Mid Atlantic, East North Central, West North Central, South Atlantic, East South Central, West South Central, Mountain, Pacific | Residential (New), Residential (Existing) | Other | 999 | 0 | 999 | 999 | 19.7832 | 20.0396 | 18.6184 | 17.2748 | 16.0221 | 14.8648 | 13.7735 | 12.7674 | 11.7865 | 10.9053 | 10.1127 | 9.3923 | 8.781 | 8.1748 | 7.5977 | 7.0476 | 6.5383 | 6.07 | 5.6386 | 5.2395 | 4.8679 | 4.5234 | 4.2045 | 3.9086 | 3.6335
(R) Ref. Case Gas Range | Baseline uncompeted | New England, Mid Atlantic, East North Central, West North Central, South Atlantic, East South Central, West South Central, Mountain, Pacific | Residential (New), Residential (Existing) | Cooking | 999 | 0 | 999 | 999 | 39.6559 | 39.6038 | 39.5437 | 39.4815 | 39.4169 | 39.3435 | 39.2598 | 39.1737 | 39.0961 | 39.027 | 38.9698 | 38.926 | 38.9301 | 38.9719 | 39.0547 | 39.1758 | 39.335 | 39.4929 | 39.6504 | 39.811 | 39.9757 | 40.144 | 40.3164 | 40.4939 | 40.6778
(R) Ref. Case Gas Range | Efficient uncompeted | New England, Mid Atlantic, East North Central, West North Central, South Atlantic, East South Central, West South Central, Mountain, Pacific | Residential (New), Residential (Existing) | Cooking | 999 | 0 | 999 | 999 | 39.6559 | 39.6038 | 39.5437 | 39.4815 | 39.4169 | 39.3435 | 39.2598 | 39.1737 | 39.0961 | 39.027 | 38.9698 | 38.926 | 38.9301 | 38.9719 | 39.0547 | 39.1758 | 39.335 | 39.4929 | 39.6504 | 39.811 | 39.9757 | 40.144 | 40.3164 | 40.4939 | 40.6778
(R) Ref. Case Gas Range | Baseline competed | New England, Mid Atlantic, East North Central, West North Central, South Atlantic, East South Central, West South Central, Mountain, Pacific | Residential (New), Residential (Existing) | Cooking | 999 | 0 | 999 | 999 | 39.6487 | 39.5966 | 39.5364 | 39.4742 | 39.4094 | 39.3359 | 39.252 | 39.1657 | 39.088 | 39.0186 | 38.9612 | 38.9171 | 38.9209 | 38.9624 | 39.0449 | 39.1657 | 39.3245 | 39.482 | 39.6391 | 39.7994 | 39.9637 | 40.1316 | 40.3035 | 40.4807 | 40.6642
(R) Ref. Case Gas Range | Efficient competed | New England, Mid Atlantic, East North Central, West North Central, South Atlantic, East South Central, West South Central, Mountain, Pacific | Residential (New), Residential (Existing) | Cooking | 999 | 0 | 999 | 999 | 39.6487 | 39.5966 | 39.5364 | 39.4742 | 39.4094 | 39.3359 | 39.252 | 39.1657 | 39.088 | 39.0186 | 38.9612 | 38.9171 | 38.9209 | 38.9624 | 39.0449 | 39.1657 | 39.3245 | 39.482 | 39.6391 | 39.7994 | 39.9637 | 40.1316 | 40.3035 | 40.4807 | 40.6642
(R) Ref. Case Gas WH | Baseline uncompeted | New England, Mid Atlantic, East North Central, West North Central, South Atlantic, East South Central, West South Central, Mountain, Pacific | Residential (New), Residential (Existing) | Water Heating | 999 | 999 | 999 | 999 | 516.1887 | 519.8049 | 523.6203 | 521.6585 | 519.0661 | 516.9741 | 514.7655 | 513.4823 | 511.367 | 510.6981 | 510.0368 | 509.3738 | 510.4551 | 511.1135 | 510.8399 | 509.3188 | 507.3495 | 505.1573 | 502.7632 | 500.1614 | 497.2011 | 494.0897 | 491.0228 | 488.0806 | 485.3718
(R) Ref. Case Gas WH | Efficient uncompeted | New England, Mid Atlantic, East North Central, West North Central, South Atlantic, East South Central, West South Central, Mountain, Pacific | Residential (New), Residential (Existing) | Water Heating | 999 | 999 | 999 | 999 | 516.1887 | 519.8049 | 523.6203 | 521.6585 | 519.0661 | 516.9741 | 514.7655 | 513.4823 | 511.367 | 510.6981 | 510.0368 | 509.3738 | 510.4551 | 511.1135 | 510.8399 | 509.3188 | 507.3495 | 505.1573 | 502.7632 | 500.1614 | 497.2011 | 494.0897 | 491.0228 | 488.0806 | 485.3718
(R) Ref. Case Gas WH | Baseline competed | New England, Mid Atlantic, East North Central, West North Central, South Atlantic, East South Central, West South Central, Mountain, Pacific | Residential (New), Residential (Existing) | Water Heating | 999 | 999 | 999 | 999 | 516.1295 | 519.7447 | 523.5565 | 521.5952 | 519.003 | 516.9111 | 514.7015 | 513.4228 | 511.3115 | 476.6813 | 445.1089 | 416.5342 | 393.9702 | 368.9621 | 345.9125 | 323.889 | 303.8195 | 285.6264 | 269.3041 | 254.5302 | 240.9131 | 228.725 | 217.8507 | 208.3394 | 199.7693
(R) Ref. Case Gas WH | Efficient competed | New England, Mid Atlantic, East North Central, West North Central, South Atlantic, East South Central, West South Central, Mountain, Pacific | Residential (New), Residential (Existing) | Water Heating | 999 | 999 | 999 | 999 | 516.1295 | 519.7447 | 523.5565 | 521.5952 | 519.003 | 516.9111 | 514.7015 | 513.4228 | 511.3115 | 476.6813 | 445.1089 | 416.5342 | 393.9702 | 368.9621 | 345.9125 | 323.889 | 303.8195 | 285.6264 | 269.3041 | 254.5302 | 240.9131 | 228.725 | 217.8507 | 208.3394 | 199.7693
(R) Ref. Case Lighting | Baseline uncompeted | New England, Mid Atlantic, East North Central, West North Central, South Atlantic, East South Central, West South Central, Mountain, Pacific | Residential (New), Residential (Existing) | Lighting | 999 | 0 | 999 | 999 | 30.8206 | 30.9378 | 31.2481 | 31.5111 | 31.1221 | 30.6775 | 30.4574 | 30.409 | 30.5123 | 30.6913 | 30.8692 | 31.0024 | 31.0542 | 31.1984 | 30.4532 | 29.8897 | 29.4564 | 29.1806 | 29.0649 | 29.0352 | 29.0294 | 29.0372 | 29.0712 | 29.1226 | 29.1852
(R) Ref. Case Lighting | Efficient uncompeted | New England, Mid Atlantic, East North Central, West North Central, South Atlantic, East South Central, West South Central, Mountain, Pacific | Residential (New), Residential (Existing) | Lighting | 999 | 0 | 999 | 999 | 30.8206 | 30.9378 | 31.2481 | 31.5111 | 31.1221 | 30.6775 | 30.4574 | 30.409 | 30.5123 | 30.6913 | 30.8692 | 31.0024 | 31.0542 | 31.1984 | 30.4532 | 29.8897 | 29.4564 | 29.1806 | 29.0649 | 29.0352 | 29.0294 | 29.0372 | 29.0712 | 29.1226 | 29.1852
(R) Ref. Case Lighting | Baseline competed | New England, Mid Atlantic, East North Central, West North Central, South Atlantic, East South Central, West South Central, Mountain, Pacific | Residential (New), Residential (Existing) | Lighting | 999 | 0 | 999 | 999 | 12.8232 | 12.8798 | 13.0408 | 13.1908 | 13.0198 | 12.8753 | 12.8189 | 12.8358 | 12.9164 | 13.0303 | 13.1427 | 13.2347 | 13.2905 | 13.3811 | 12.9536 | 12.7447 | 12.5912 | 12.5048 | 12.4861 | 12.5033 | 12.5294 | 12.5599 | 12.6007 | 12.6476 | 12.6986
(R) Ref. Case Lighting | Efficient competed | New England, Mid Atlantic, East North Central, West North Central, South Atlantic, East South Central, West South Central, Mountain, Pacific | Residential (New), Residential (Existing) | Lighting | 999 | 0 | 999 | 999 | 12.8232 | 12.8798 | 13.0408 | 13.1908 | 13.0198 | 12.8753 | 12.8189 | 12.8358 | 12.9164 | 13.0303 | 13.1427 | 13.2347 | 13.2905 | 13.3811 | 12.9536 | 12.7447 | 12.5912 | 12.5048 | 12.4861 | 12.5033 | 12.5294 | 12.5599 | 12.6007 | 12.6476 | 12.6986
(R) Ref. Case Misc. Electric Appliances | Baseline uncompeted | New England, Mid Atlantic, East North Central, West North Central, South Atlantic, East South Central, West South Central, Mountain, Pacific | Residential (New), Residential (Existing) | Other | 999 | 0 | 999 | 999 | 111.7484 | 113.2836 | 114.9252 | 116.287 | 117.1312 | 117.5466 | 118.1031 | 118.8148 | 119.7107 | 120.7196 | 121.7204 | 122.5714 | 123.1584 | 123.9036 | 124.6926 | 125.5685 | 126.4006 | 127.2491 | 128.1072 | 128.9883 | 129.918 | 130.8447 | 131.7974 | 132.75 | 133.7415
(R) Ref. Case Misc. Electric Appliances | Efficient uncompeted | New England, Mid Atlantic, East North Central, West North Central, South Atlantic, East South Central, West South Central, Mountain, Pacific | Residential (New), Residential (Existing) | Other | 999 | 0 | 999 | 999 | 111.7484 | 113.2836 | 114.9252 | 116.287 | 117.1312 | 117.5466 | 118.1031 | 118.8148 | 119.7107 | 120.7196 | 121.7204 | 122.5714 | 123.1584 | 123.9036 | 124.6926 | 125.5685 | 126.4006 | 127.2491 | 128.1072 | 128.9883 | 129.918 | 130.8447 | 131.7974 | 132.75 | 133.7415
(R) Ref. Case Misc. Electric Appliances | Baseline competed | New England, Mid Atlantic, East North Central, West North Central, South Atlantic, East South Central, West South Central, Mountain, Pacific | Residential (New), Residential (Existing) | Other | 999 | 0 | 999 | 999 | 111.7484 | 113.2836 | 114.9252 | 116.287 | 117.1312 | 117.5466 | 118.1031 | 118.8148 | 119.7107 | 120.7196 | 121.7204 | 122.5714 | 123.1584 | 123.9036 | 124.6926 | 125.5685 | 126.4006 | 127.2491 | 128.1072 | 128.9883 | 129.918 | 130.8447 | 131.7974 | 132.75 | 133.7415
(R) Ref. Case Misc. Electric Appliances | Efficient competed | New England, Mid Atlantic, East North Central, West North Central, South Atlantic, East South Central, West South Central, Mountain, Pacific | Residential (New), Residential (Existing) | Other | 999 | 0 | 999 | 999 | 111.7484 | 113.2836 | 114.9252 | 116.287 | 117.1312 | 117.5466 | 118.1031 | 118.8148 | 119.7107 | 120.7196 | 121.7204 | 122.5714 | 123.1584 | 123.9036 | 124.6926 | 125.5685 | 126.4006 | 127.2491 | 128.1072 | 128.9883 | 129.918 | 130.8447 | 131.7974 | 132.75 | 133.7415
(R) Ref. Case NG Boiler & AC | Baseline uncompeted | New England, Mid Atlantic, East North Central, West North Central, South Atlantic, East South Central, West South Central, Mountain, Pacific | Residential (New), Residential (Existing) | Heating (Equip.), Cooling (Equip.) | 999 | 999 | 999 | 999 | 175.4107 | 174.7011 | 173.6785 | 172.0778 | 170.1109 | 168.0551 | 165.9387 | 164.0285 | 162.2288 | 160.571 | 158.9962 | 157.2217 | 155.5082 | 153.8126 | 152.134 | 150.4109 | 148.7489 | 147.1246 | 145.6166 | 144.2611 | 142.8945 | 141.546 | 140.2422 | 138.9907 | 137.7616
(R) Ref. Case NG Boiler & AC | Efficient uncompeted | New England, Mid Atlantic, East North Central, West North Central, South Atlantic, East South Central, West South Central, Mountain, Pacific | Residential (New), Residential (Existing) | Heating (Equip.), Cooling (Equip.) | 999 | 999 | 999 | 999 | 175.4313 | 174.7415 | 173.7375 | 172.1539 | 170.2023 | 168.1605 | 166.0577 | 164.1606 | 162.3739 | 160.7297 | 159.169 | 157.4091 | 155.7094 | 154.0278 | 152.3636 | 150.6556 | 149.0083 | 147.3975 | 145.9027 | 144.5605 | 143.2074 | 141.8723 | 140.5817 | 139.3425 | 138.1205
(R) Ref. Case NG Boiler & AC | Baseline competed | New England, Mid Atlantic, East North Central, West North Central, South Atlantic, East South Central, West South Central, Mountain, Pacific | Residential (New), Residential (Existing) | Heating (Equip.), Cooling (Equip.) | 999 | 999 | 999 | 999 | 175.4107 | 174.7011 | 173.6785 | 172.0778 | 170.1109 | 168.0551 | 165.9387 | 164.0285 | 162.2288 | 160.571 | 158.9962 | 157.2217 | 155.5082 | 153.8126 | 152.134 | 150.4109 | 148.7489 | 147.1246 | 145.6166 | 144.2611 | 142.8945 | 141.546 | 140.2422 | 138.9907 | 137.7616
(R) Ref. Case NG Boiler & AC | Efficient competed | New England, Mid Atlantic, East North Central, West North Central, South Atlantic, East South Central, West South Central, Mountain, Pacific | Residential (New), Residential (Existing) | Heating (Equip.), Cooling (Equip.) | 999 | 999 | 999 | 999 | 175.4313 | 174.7415 | 173.7375 | 172.1539 | 170.2023 | 168.1605 | 166.0577 | 164.1606 | 162.3739 | 160.7297 | 159.169 | 157.4091 | 155.7094 | 154.0278 | 152.3636 | 150.6556 | 149.0083 | 147.3975 | 145.9027 | 144.5605 | 143.2074 | 141.8723 | 140.5817 | 139.3425 | 138.1205
(R) Ref. Case NG Furnace & AC | Baseline uncompeted | New England, Mid Atlantic, East North Central, West North Central, South Atlantic, East South Central, West South Central, Mountain, Pacific | Residential (New), Residential (Existing) | Heating (Equip.), Cooling (Equip.) | 999 | 999 | 999 | 999 | 946.3947 | 970.5773 | 969.0105 | 961.8949 | 952.0705 | 940.8356 | 929.8844 | 920.7466 | 912.2322 | 905.2626 | 898.97 | 892.4605 | 886.8495 | 881.6049 | 876.5393 | 871.759 | 867.4452 | 863.4223 | 859.6625 | 856.6411 | 853.6404 | 850.4473 | 847.5153 | 844.644 | 841.7929
(R) Ref. Case NG Furnace & AC | Efficient uncompeted | New England, Mid Atlantic, East North Central, West North Central, South Atlantic, East South Central, West South Central, Mountain, Pacific | Residential (New), Residential (Existing) | Heating (Equip.), Cooling (Equip.) | 999 | 999 | 999 | 999 | 946.6311 | 971.0414 | 969.6884 | 962.7675 | 953.1186 | 942.042 | 931.2428 | 922.253 | 913.886 | 907.0688 | 900.9337 | 894.5883 | 889.1325 | 884.0444 | 879.1396 | 874.526 | 870.3657 | 866.4912 | 862.879 | 860.0017 | 857.0881 | 853.9191 | 851.0099 | 848.1621 | 845.3371
(R) Ref. Case NG Furnace & AC | Baseline competed | New England, Mid Atlantic, East North Central, West North Central, South Atlantic, East South Central, West South Central, Mountain, Pacific | Residential (New), Residential (Existing) | Heating (Equip.), Cooling (Equip.) | 999 | 999 | 999 | 999 | 800.1884 | 819.1656 | 816.7573 | 809.4982 | 799.9925 | 789.4327 | 779.1687 | 772.3595 | 765.8915 | 753.8017 | 742.6949 | 731.759 | 722.1568 | 713.1265 | 704.6428 | 696.8279 | 689.7212 | 683.113 | 676.956 | 671.5875 | 665.8868 | 660.2854 | 655.1317 | 650.2666 | 645.5696
(R) Ref. Case NG Furnace & AC | Efficient competed | New England, Mid Atlantic, East North Central, West North Central, South Atlantic, East South Central, West South Central, Mountain, Pacific | Residential (New), Residential (Existing) | Heating (Equip.), Cooling (Equip.) | 999 | 999 | 999 | 999 | 800.4248 | 819.5684 | 817.2991 | 810.1503 | 800.7295 | 790.2323 | 780.0181 | 773.2483 | 766.8122 | 754.7484 | 743.664 | 732.7488 | 723.1571 | 714.1329 | 705.6519 | 697.8373 | 690.722 | 684.1005 | 677.9261 | 672.5345 | 666.7829 | 661.1147 | 655.8973 | 650.9715 | 646.2168
(R) Ref. Case NG Heat, No Cooling | Baseline uncompeted | New England, Mid Atlantic, East North Central, West North Central, South Atlantic, East South Central, West South Central, Mountain, Pacific | Residential (New), Residential (Existing) | Heating (Equip.), Cooling (Equip.) | 999 | 0 | 999 | 999 | 96.7733 | 98.5002 | 98.0862 | 97.1551 | 95.9869 | 94.7255 | 93.378 | 92.1353 | 90.7843 | 89.5985 | 88.5264 | 87.4576 | 86.6565 | 85.8657 | 85.0107 | 84.0375 | 83.1039 | 82.2174 | 81.3868 | 80.6277 | 79.8739 | 79.1163 | 78.3883 | 77.6659 | 76.952
(R) Ref. Case NG Heat, No Cooling | Efficient uncompeted | New England, Mid Atlantic, East North Central, West North Central, South Atlantic, East South Central, West South Central, Mountain, Pacific | Residential (New), Residential (Existing) | Heating (Equip.), Cooling (Equip.) | 999 | 0 | 999 | 999 | 96.7733 | 98.5002 | 98.0862 | 97.1551 | 95.9869 | 94.7255 | 93.378 | 92.1353 | 90.7843 | 89.5985 | 88.5264 | 87.4576 | 86.6565 | 85.8657 | 85.0107 | 84.0375 | 83.1039 | 82.2174 | 81.3868 | 80.6277 | 79.8739 | 79.1163 | 78.3883 | 77.6659 | 76.952
(R) Ref. Case NG Heat, No Cooling | Baseline competed | New England, Mid Atlantic, East North Central, West North Central, South Atlantic, East South Central, West South Central, Mountain, Pacific | Residential (New), Residential (Existing) | Heating (Equip.), Cooling (Equip.) | 999 | 0 | 999 | 999 | 95.1905 | 96.8773 | 96.4557 | 95.5201 | 94.355 | 93.1009 | 91.7616 | 90.5431 | 89.2153 | 88.0482 | 86.9922 | 85.9388 | 85.1501 | 84.37 | 83.5272 | 82.5679 | 81.6477 | 80.7739 | 79.9553 | 79.2074 | 78.4648 | 77.7191 | 77.0028 | 76.2926 | 75.5906
(R) Ref. Case NG Heat, No Cooling | Efficient competed | New England, Mid Atlantic, East North Central, West North Central, South Atlantic, East South Central, West South Central, Mountain, Pacific | Residential (New), Residential (Existing) | Heating (Equip.), Cooling (Equip.) | 999 | 0 | 999 | 999 | 95.1905 | 96.8773 | 96.4557 | 95.5201 | 94.355 | 93.1009 | 91.7616 | 90.5431 | 89.2153 | 88.0482 | 86.9922 | 85.9388 | 85.1501 | 84.37 | 83.5272 | 82.5679 | 81.6477 | 80.7739 | 79.9553 | 79.2074 | 78.4648 | 77.7191 | 77.0028 | 76.2926 | 75.5906
(R) Ref. Case NGHP | Baseline uncompeted | New England, Mid Atlantic, East North Central, West North Central, South Atlantic, East South Central, West South Central, Mountain, Pacific | Residential (New), Residential (Existing) | Heating (Equip.), Cooling (Equip.) | 999 | 999 | 999 | 999 | 24.6441 | 24.6878 | 24.6317 | 24.498 | 24.3234 | 24.1462 | 23.9635 | 23.8279 | 23.7021 | 23.6077 | 23.5312 | 23.4494 | 23.4123 | 23.3864 | 23.3529 | 23.3085 | 23.2772 | 23.2482 | 23.2188 | 23.1997 | 23.1709 | 23.1372 | 23.1089 | 23.0831 | 23.0577
(R) Ref. Case NGHP | Efficient uncompeted | New England, Mid Atlantic, East North Central, West North Central, South Atlantic, East South Central, West South Central, Mountain, Pacific | Residential (New), Residential (Existing) | Heating (Equip.), Cooling (Equip.) | 999 | 999 | 999 | 999 | 24.8669 | 25.1284 | 25.2818 | 25.3482 | 25.3638 | 25.367 | 25.3554 | 25.385 | 25.4155 | 25.4719 | 25.5402 | 25.5953 | 25.6933 | 25.7864 | 25.7755 | 25.7025 | 25.6427 | 25.5841 | 25.5182 | 25.4635 | 25.3978 | 25.3269 | 25.2626 | 25.2013 | 25.1408
(R) Ref. Case NGHP | Baseline competed | New England, Mid Atlantic, East North Central, West North Central, South Atlantic, East South Central, West South Central, Mountain, Pacific | Residential (New), Residential (Existing) | Heating (Equip.), Cooling (Equip.) | 999 | 999 | 999 | 999 | 24.6441 | 24.6878 | 24.6317 | 24.498 | 24.3234 | 24.1462 | 23.9635 | 23.8279 | 23.7021 | 23.6077 | 23.5312 | 23.4494 | 23.4123 | 23.3864 | 23.3529 | 23.3085 | 23.2772 | 23.2482 | 23.2188 | 23.1997 | 23.1709 | 23.1372 | 23.1089 | 23.0831 | 23.0577
(R) Ref. Case NGHP | Efficient competed | New England, Mid Atlantic, East North Central, West North Central, South Atlantic, East South Central, West South Central, Mountain, Pacific | Residential (New), Residential (Existing) | Heating (Equip.), Cooling (Equip.) | 999 | 999 | 999 | 999 | 24.8669 | 25.1284 | 25.2818 | 25.3482 | 25.3638 | 25.367 | 25.3554 | 25.385 | 25.4155 | 25.4719 | 25.5402 | 25.5953 | 25.6933 | 25.7864 | 25.7755 | 25.7025 | 25.6427 | 25.5841 | 25.5182 | 25.4635 | 25.3978 | 25.3269 | 25.2626 | 25.2013 | 25.1408
(R) Ref. Case Other Fossil Boiler & AC | Baseline uncompeted | New England, Mid Atlantic, East North Central, West North Central, South Atlantic, East South Central, West South Central, Mountain, Pacific | Residential (New), Residential (Existing) | Heating (Equip.), Cooling (Equip.) | 999 | 999 | 999 | 999 | 40.8034 | 40.5649 | 40.106 | 39.5304 | 38.9223 | 38.3893 | 37.9156 | 37.4376 | 36.9449 | 36.489 | 36.0601 | 35.5956 | 35.1389 | 34.6706 | 34.2179 | 33.8092 | 33.4456 | 33.0985 | 32.7649 | 32.4189 | 32.0676 | 31.7328 | 31.4223 | 31.1254 | 30.8358
(R) Ref. Case Other Fossil Boiler & AC | Efficient uncompeted | New England, Mid Atlantic, East North Central, West North Central, South Atlantic, East South Central, West South Central, Mountain, Pacific | Residential (New), Residential (Existing) | Heating (Equip.), Cooling (Equip.) | 999 | 999 | 999 | 999 | 40.8113 | 40.5915 | 40.1396 | 39.5692 | 38.9669 | 38.4379 | 37.9694 | 37.4953 | 37.0079 | 36.5562 | 36.133 | 35.6733 | 35.2224 | 34.7587 | 34.312 | 33.9096 | 33.5508 | 33.2097 | 32.8807 | 32.5403 | 32.1942 | 31.8625 | 31.5545 | 31.2599 | 30.9713
(R) Ref. Case Other Fossil Boiler & AC | Baseline competed | New England, Mid Atlantic, East North Central, West North Central, South Atlantic, East South Central, West South Central, Mountain, Pacific | Residential (New), Residential (Existing) | Heating (Equip.), Cooling (Equip.) | 999 | 999 | 999 | 999 | 40.8034 | 40.5649 | 40.106 | 39.5304 | 38.9223 | 38.3893 | 37.9156 | 37.4376 | 36.9449 | 36.489 | 36.0601 | 35.5956 | 35.1389 | 34.6706 | 34.2179 | 33.8092 | 33.4456 | 33.0985 | 32.7649 | 32.4189 | 32.0676 | 31.7328 | 31.4223 | 31.1254 | 30.8358
(R) Ref. Case Other Fossil Boiler & AC | Efficient competed | New England, Mid Atlantic, East North Central, West North Central, South Atlantic, East South Central, West South Central, Mountain, Pacific | Residential (New), Residential (Existing) | Heating (Equip.), Cooling (Equip.) | 999 | 999 | 999 | 999 | 40.8113 | 40.5915 | 40.1396 | 39.5692 | 38.9669 | 38.4379 | 37.9694 | 37.4953 | 37.0079 | 36.5562 | 36.133 | 35.6733 | 35.2224 | 34.7587 | 34.312 | 33.9096 | 33.5508 | 33.2097 | 32.8807 | 32.5403 | 32.1942 | 31.8625 | 31.5545 | 31.2599 | 30.9713
(R) Ref. Case Other Fossil Furnace & AC | Baseline uncompeted | New England, Mid Atlantic, East North Central, West North Central, South Atlantic, East South Central, West South Central, Mountain, Pacific | Residential (New), Residential (Existing) | Heating (Equip.), Cooling (Equip.) | 999 | 999 | 999 | 999 | 224.0687 | 217.9564 | 216.1599 | 213.6632 | 210.7358 | 207.7382 | 204.9473 | 202.3884 | 200.0148 | 197.9498 | 196.069 | 194.2099 | 192.446 | 190.758 | 189.2024 | 187.8522 | 186.6286 | 185.4633 | 184.3413 | 183.2663 | 182.1991 | 181.1218 | 180.085 | 179.0705 | 178.0596
(R) Ref. Case Other Fossil Furnace & AC | Efficient uncompeted | New England, Mid Atlantic, East North Central, West North Central, South Atlantic, East South Central, West South Central, Mountain, Pacific | Residential (New), Residential (Existing) | Heating (Equip.), Cooling (Equip.) | 999 | 999 | 999 | 999 | 224.3253 | 219.2981 | 217.7233 | 215.4354 | 212.6995 | 209.8819 | 207.2611 | 204.8696 | 202.6564 | 200.7511 | 199.0269 | 197.3199 | 195.7047 | 194.1607 | 192.749 | 191.5393 | 190.453 | 189.4249 | 188.4352 | 187.4866 | 186.5443 | 185.59 | 184.6611 | 183.6654 | 182.6323
(R) Ref. Case Other Fossil Furnace & AC | Baseline competed | New England, Mid Atlantic, East North Central, West North Central, South Atlantic, East South Central, West South Central, Mountain, Pacific | Residential (New), Residential (Existing) | Heating (Equip.), Cooling (Equip.) | 999 | 999 | 999 | 999 | 202.7452 | 197.2139 | 195.0684 | 192.3168 | 189.1401 | 185.9616 | 182.9725 | 180.5261 | 178.1849 | 176.105 | 174.1904 | 172.277 | 170.4992 | 168.7609 | 167.1424 | 165.717 | 164.4541 | 163.2622 | 162.1291 | 161.0397 | 159.9419 | 158.854 | 157.8157 | 156.8596 | 156.0005
(R) Ref. Case Other Fossil Furnace & AC | Efficient competed | New England, Mid Atlantic, East North Central, West North Central, South Atlantic, East South Central, West South Central, Mountain, Pacific | Residential (New), Residential (Existing) | Heating (Equip.), Cooling (Equip.) | 999 | 999 | 999 | 999 | 202.9719 | 198.3804 | 196.4174 | 193.8366 | 190.8136 | 187.7776 | 184.9209 | 182.6078 | 180.3915 | 178.4349 | 176.6397 | 174.8403 | 173.174 | 171.5417 | 170.0276 | 168.7025 | 167.5372 | 166.4425 | 165.4023 | 164.4002 | 163.3871 | 162.3819 | 161.4144 | 160.4594 | 159.5728
(R) Ref. Case Other Fossil Heat, No Cooling | Baseline uncompeted | New England, Mid Atlantic, East North Central, West North Central, South Atlantic, East South Central, West South Central, Mountain, Pacific | Residential (New), Residential (Existing) | Heating (Equip.), Cooling (Equip.) | 999 | 999 | 999 | 999 | 36.6243 | 35.3523 | 34.9461 | 34.4366 | 33.8724 | 33.3262 | 32.8038 | 32.2957 | 31.798 | 31.3412 | 30.9124 | 30.4844 | 30.0853 | 29.6959 | 29.3212 | 28.9565 | 28.6164 | 28.2912 | 27.9801 | 27.6723 | 27.3682 | 27.0672 | 26.7734 | 26.483 | 26.1953
(R) Ref. Case Other Fossil Heat, No Cooling | Efficient uncompeted | New England, Mid Atlantic, East North Central, West North Central, South Atlantic, East South Central, West South Central, Mountain, Pacific | Residential (New), Residential (Existing) | Heating (Equip.), Cooling (Equip.) | 999 | 999 | 999 | 999 | 36.6279 | 35.3595 | 34.9567 | 34.4506 | 33.8896 | 33.3466 | 32.8273 | 32.3222 | 31.8275 | 31.3735 | 30.9475 | 30.5222 | 30.1257 | 29.7388 | 29.3667 | 29.0044 | 28.6667 | 28.3438 | 28.035 | 27.7295 | 27.4275 | 27.1286 | 26.8367 | 26.5459 | 26.2577
(R) Ref. Case Other Fossil Heat, No Cooling | Baseline competed | New England, Mid Atlantic, East North Central, West North Central, South Atlantic, East South Central, West South Central, Mountain, Pacific | Residential (New), Residential (Existing) | Heating (Equip.), Cooling (Equip.) | 999 | 999 | 999 | 999 | 35.3624 | 34.1368 | 33.7054 | 33.1744 | 32.5876 | 32.0233 | 31.4828 | 30.9828 | 30.4873 | 30.0294 | 29.5978 | 29.1655 | 28.7646 | 28.3713 | 27.9922 | 27.6225 | 27.2808 | 26.955 | 26.6445 | 26.3373 | 26.0327 | 25.7327 | 25.4407 | 25.1562 | 24.8802
(R) Ref. Case Other Fossil Heat, No Cooling | Efficient competed | New England, Mid Atlantic, East North Central, West North Central, South Atlantic, East South Central, West South Central, Mountain, Pacific | Residential (New), Residential (Existing) | Heating (Equip.), Cooling (Equip.) | 999 | 999 | 999 | 999 | 35.3659 | 34.1438 | 33.7158 | 33.1879 | 32.6043 | 32.0431 | 31.5056 | 31.0085 | 30.5158 | 30.0606 | 29.6318 | 29.2021 | 28.8037 | 28.4128 | 28.0361 | 27.6688 | 27.3293 | 27.0058 | 26.6975 | 26.3923 | 26.0898 | 25.7918 | 25.5016 | 25.2168 | 24.9402
(R) Ref. Case Pool Pumps | Baseline uncompeted | New England, Mid Atlantic, East North Central, West North Central, South Atlantic, East South Central, West South Central, Mountain, Pacific | Residential (New), Residential (Existing) | Other | 999 | 0 | 999 | 999 | 27.2683 | 27.5602 | 27.9348 | 28.2944 | 28.6293 | 28.9045 | 29.2864 | 29.7912 | 30.423 | 31.154 | 31.9281 | 32.7017 | 33.4219 | 34.2194 | 35.0722 | 36.0054 | 36.9504 | 37.9209 | 38.9096 | 39.9205 | 40.9551 | 41.9753 | 43.0039 | 44.0188 | 45.0465
(R) Ref. Case Pool Pumps | Efficient uncompeted | New England, Mid Atlantic, East North Central, West North Central, South Atlantic, East South Central, West South Central, Mountain, Pacific | Residential (New), Residential (Existing) | Other | 999 | 0 | 999 | 999 | 27.2683 | 27.5602 | 27.9348 | 28.2944 | 28.6293 | 28.9045 | 29.2864 | 29.7912 | 30.423 | 31.154 | 31.9281 | 32.7017 | 33.4219 | 34.2194 | 35.0722 | 36.0054 | 36.9504 | 37.9209 | 38.9096 | 39.9205 | 40.9551 | 41.9753 | 43.0039 | 44.0188 | 45.0465
(R) Ref. Case Pool Pumps | Baseline competed | New England, Mid Atlantic, East North Central, West North Central, South Atlantic, East South Central, West South Central, Mountain, Pacific | Residential (New), Residential (Existing) | Other | 999 | 0 | 999 | 999 | 4.1501 | 4.4597 | 5.1481 | 5.8616 | 6.5921 | 7.1918 | 7.9015 | 8.7586 | 9.6926 | 10.7287 | 11.7831 | 12.7543 | 13.5841 | 14.4916 | 15.3747 | 16.3271 | 17.1917 | 18.0277 | 18.8456 | 19.654 | 20.4186 | 21.1011 | 21.7799 | 22.3831 | 22.9752
(R) Ref. Case Pool Pumps | Efficient competed | New England, Mid Atlantic, East North Central, West North Central, South Atlantic, East South Central, West South Central, Mountain, Pacific | Residential (New), Residential (Existing) | Other | 999 | 0 | 999 | 999 | 4.1501 | 4.4597 | 5.1481 | 5.8616 | 6.5921 | 7.1918 | 7.9015 | 8.7586 | 9.6926 | 10.7287 | 11.7831 | 12.7543 | 13.5841 | 14.4916 | 15.3747 | 16.3271 | 17.1917 | 18.0277 | 18.8456 | 19.654 | 20.4186 | 21.1011 | 21.7799 | 22.3831 | 22.9752
(R) Ref. Case Refrigerator | Baseline uncompeted | New England, Mid Atlantic, East North Central, West North Central, South Atlantic, East South Central, West South Central, Mountain, Pacific | Residential (New), Residential (Existing) | Refrigeration | 999 | 0 | 999 | 999 | 137.9615 | 137.5022 | 136.9929 | 136.593 | 135.2742 | 134.0443 | 132.922 | 131.8892 | 130.935 | 130.077 | 129.3811 | 128.8477 | 128.4788 | 128.2803 | 128.2504 | 128.3829 | 128.6804 | 129.1456 | 129.7752 | 130.6032 | 131.6411 | 132.8739 | 134.1052 | 135.3297 | 136.546
(R) Ref. Case Refrigerator | Efficient uncompeted | New England, Mid Atlantic, East North Central, West North Central, South Atlantic, East South Central, West South Central, Mountain, Pacific | Residential (New), Residential (Existing) | Refrigeration | 999 | 0 | 999 | 999 | 137.9615 | 137.5022 | 136.9929 | 136.593 | 135.2742 | 134.0443 | 132.922 | 131.8892 | 130.935 | 130.077 | 129.3811 | 128.8477 | 128.4788 | 128.2803 | 128.2504 | 128.3829 | 128.6804 | 129.1456 | 129.7752 | 130.6032 | 131.6411 | 132.8739 | 134.1052 | 135.3297 | 136.546
(R) Ref. Case Refrigerator | Baseline competed | New England, Mid Atlantic, East North Central, West North Central, South Atlantic, East South Central, West South Central, Mountain, Pacific | Residential (New), Residential (Existing) | Refrigeration | 999 | 0 | 999 | 999 | 39.9643 | 39.8988 | 39.8954 | 39.9222 | 46.598 | 52.6277 | 58.0922 | 63.0395 | 67.5175 | 71.5917 | 75.3481 | 78.8311 | 82.0886 | 85.1589 | 88.0062 | 91.0763 | 94.0367 | 96.9112 | 99.7305 | 102.5482 | 105.3965 | 108.2814 | 111.0558 | 113.7222 | 116.2871
(R) Ref. Case Refrigerator | Efficient competed | New England, Mid Atlantic, East North Central, West North Central, South Atlantic, East South Central, West South Central, Mountain, Pacific | Residential (New), Residential (Existing) | Refrigeration | 999 | 0 | 999 | 999 | 39.9643 | 39.8988 | 39.8954 | 39.9222 | 46.598 | 52.6277 | 58.0922 | 63.0395 | 67.5175 | 71.5917 | 75.3481 | 78.8311 | 82.0886 | 85.1589 | 88.0062 | 91.0763 | 94.0367 | 96.9112 | 99.7305 | 102.5482 | 105.3965 | 108.2814 | 111.0558 | 113.7222 | 116.2871
(R) Ref. Case Resist. Heat & AC | Baseline uncompeted | New England, Mid Atlantic, East North Central, West North Central, South Atlantic, East South Central, West South Central, Mountain, Pacific | Residential (New), Residential (Existing) | Heating (Equip.), Cooling (Equip.) | 999 | 999 | 999 | 999 | 191.8077 | 193.5902 | 195.0452 | 195.6539 | 195.6161 | 194.6931 | 194.3224 | 194.5807 | 195.3552 | 196.5765 | 197.797 | 198.7529 | 199.0142 | 199.5348 | 200.3247 | 201.6615 | 202.9994 | 204.2535 | 205.37 | 206.5931 | 207.7625 | 208.7941 | 209.9281 | 211.0894 | 212.2512
(R) Ref. Case Resist. Heat & AC | Efficient uncompeted | New England, Mid Atlantic, East North Central, West North Central, South Atlantic, East South Central, West South Central, Mountain, Pacific | Residential (New), Residential (Existing) | Heating (Equip.), Cooling (Equip.) | 999 | 999 | 999 | 999 | 191.946 | 193.8617 | 195.4415 | 196.1638 | 196.2283 | 195.3975 | 195.1153 | 195.4594 | 196.3193 | 197.6287 | 198.94 | 199.9904 | 200.341 | 200.9516 | 201.8337 | 203.2675 | 204.7011 | 206.0504 | 207.257 | 208.5677 | 209.8246 | 210.9378 | 212.1377 | 213.3145 | 214.4934
(R) Ref. Case Resist. Heat & AC | Baseline competed | New England, Mid Atlantic, East North Central, West North Central, South Atlantic, East South Central, West South Central, Mountain, Pacific | Residential (New), Residential (Existing) | Heating (Equip.), Cooling (Equip.) | 999 | 999 | 999 | 999 | 169.6028 | 171.3099 | 173.1044 | 174.1192 | 173.9875 | 172.8309 | 172.5433 | 173.5684 | 175.0274 | 176.8628 | 178.6608 | 180.1765 | 181.0202 | 182.0701 | 183.3352 | 185.0755 | 186.7955 | 188.4157 | 189.8872 | 191.4261 | 192.8968 | 194.2236 | 195.7087 | 197.1994 | 198.667
(R) Ref. Case Resist. Heat & AC | Efficient competed | New England, Mid Atlantic, East North Central, West North Central, South Atlantic, East South Central, West South Central, Mountain, Pacific | Residential (New), Residential (Existing) | Heating (Equip.), Cooling (Equip.) | 999 | 999 | 999 | 999 | 169.7331 | 171.5468 | 173.4367 | 174.5338 | 174.4727 | 173.3763 | 173.1432 | 174.2181 | 175.7243 | 177.6069 | 179.4522 | 181.0165 | 181.9034 | 182.9954 | 184.3027 | 186.0869 | 187.8483 | 189.5083 | 191.015 | 192.5872 | 194.0898 | 195.4437 | 196.944 | 198.4186 | 199.8738
(R) Ref. Case Resist. Heat, No Cooling | Baseline uncompeted | New England, Mid Atlantic, East North Central, West North Central, South Atlantic, East South Central, West South Central, Mountain, Pacific | Residential (New), Residential (Existing) | Heating (Equip.), Cooling (Equip.) | 999 | 999 | 999 | 999 | 8.61 | 8.6445 | 8.6795 | 8.6753 | 8.6346 | 8.5475 | 8.476 | 8.4235 | 8.3883 | 8.369 | 8.3444 | 8.2979 | 8.2173 | 8.1552 | 8.0968 | 8.0359 | 7.9695 | 7.9016 | 7.8315 | 7.7656 | 7.6986 | 7.6267 | 7.5593 | 7.491 | 7.4236
(R) Ref. Case Resist. Heat, No Cooling | Efficient uncompeted | New England, Mid Atlantic, East North Central, West North Central, South Atlantic, East South Central, West South Central, Mountain, Pacific | Residential (New), Residential (Existing) | Heating (Equip.), Cooling (Equip.) | 999 | 999 | 999 | 999 | 8.61 | 8.6445 | 8.6795 | 8.6753 | 8.6346 | 8.5475 | 8.476 | 8.4235 | 8.3883 | 8.369 | 8.3444 | 8.2979 | 8.2173 | 8.1552 | 8.0968 | 8.0359 | 7.9695 | 7.9016 | 7.8315 | 7.7656 | 7.6986 | 7.6267 | 7.5593 | 7.491 | 7.4236
(R) Ref. Case Resist. Heat, No Cooling | Baseline competed | New England, Mid Atlantic, East North Central, West North Central, South Atlantic, East South Central, West South Central, Mountain, Pacific | Residential (New), Residential (Existing) | Heating (Equip.), Cooling (Equip.) | 999 | 999 | 999 | 999 | 8.61 | 8.6445 | 8.6795 | 8.6753 | 8.6346 | 8.5475 | 8.476 | 8.4235 | 8.3883 | 8.369 | 8.3444 | 8.2979 | 8.2173 | 8.1552 | 8.0968 | 8.0359 | 7.9695 | 7.9016 | 7.8315 | 7.7656 | 7.6986 | 7.6267 | 7.5593 | 7.491 | 7.4236
(R) Ref. Case Resist. Heat, No Cooling | Efficient competed | New England, Mid Atlantic, East North Central, West North Central, South Atlantic, East South Central, West South Central, Mountain, Pacific | Residential (New), Residential (Existing) | Heating (Equip.), Cooling (Equip.) | 999 | 999 | 999 | 999 | 8.61 | 8.6445 | 8.6795 | 8.6753 | 8.6346 | 8.5475 | 8.476 | 8.4235 | 8.3883 | 8.369 | 8.3444 | 8.2979 | 8.2173 | 8.1552 | 8.0968 | 8.0359 | 7.9695 | 7.9016 | 7.8315 | 7.7656 | 7.6986 | 7.6267 | 7.5593 | 7.491 | 7.4236
(R) Ref. Case Resist. WH | Baseline uncompeted | New England, Mid Atlantic, East North Central, West North Central, South Atlantic, East South Central, West South Central, Mountain, Pacific | Residential (New), Residential (Existing) | Water Heating | -13.7307 | 59.4691 | 336.7378 | 4607.5334 | 161.8253 | 159.9789 | 158.293 | 152.0032 | 144.2267 | 135.6926 | 128.0118 | 121.2037 | 115.2929 | 110.1072 | 105.4766 | 101.2703 | 97.3549 | 94.1682 | 91.683 | 89.9327 | 88.7626 | 88.17 | 87.5385 | 86.9141 | 86.2842 | 85.6428 | 85.0471 | 84.5018 | 84.0422
(R) Ref. Case Resist. WH | Efficient uncompeted | New England, Mid Atlantic, East North Central, West North Central, South Atlantic, East South Central, West South Central, Mountain, Pacific | Residential (New), Residential (Existing) | Water Heating | -13.7307 | 59.4691 | 336.7378 | 4607.5334 | 161.3692 | 159.0852 | 156.9818 | 150.3489 | 142.2928 | 133.5388 | 125.6723 | 118.7042 | 112.6512 | 107.3374 | 102.5927 | 98.2963 | 94.3147 | 91.2001 | 88.7932 | 87.0983 | 85.9654 | 85.3917 | 84.7802 | 84.1756 | 83.5657 | 82.9446 | 82.3677 | 81.8395 | 81.3944
(R) Ref. Case Resist. WH | Baseline competed | New England, Mid Atlantic, East North Central, West North Central, South Atlantic, East South Central, West South Central, Mountain, Pacific | Residential (New), Residential (Existing) | Water Heating | -13.7307 | 59.4691 | 336.7378 | 4607.5334 | 21.8829 | 21.8013 | 21.9003 | 21.7631 | 21.4984 | 21.1275 | 20.9385 | 21.6881 | 22.4498 | 23.2164 | 23.929 | 24.5539 | 24.9718 | 25.7297 | 26.5193 | 27.39 | 28.3035 | 29.2864 | 30.1687 | 30.9751 | 31.7014 | 32.3479 | 32.9503 | 33.5084 | 34.0441
(R) Ref. Case Resist. WH | Efficient competed | New England, Mid Atlantic, East North Central, West North Central, South Atlantic, East South Central, West South Central, Mountain, Pacific | Residential (New), Residential (Existing) | Water Heating | -13.7307 | 59.4691 | 336.7378 | 4607.5334 | 21.8212 | 21.6789 | 21.7172 | 21.5232 | 21.206 | 20.7876 | 20.5511 | 21.2358 | 21.9307 | 22.6285 | 23.2718 | 23.8308 | 24.1907 | 24.9175 | 25.6821 | 26.5254 | 27.4102 | 28.3622 | 29.2167 | 29.9977 | 30.7012 | 31.3273 | 31.9108 | 32.4513 | 32.9702

## Total CO2
ECM Name | Results Scenario | Climate Zones | Building Classes | End Uses | IRR (%),2030 | Payback (years),2030 | CCE ($/MMBtu saved),2030 | CCC ($/tCO2 avoided),2030 | 2026 (Mt) | 2027 (Mt) | 2028 (Mt) | 2029 (Mt) | 2030 (Mt) | 2031 (Mt) | 2032 (Mt) | 2033 (Mt) | 2034 (Mt) | 2035 (Mt) | 2036 (Mt) | 2037 (Mt) | 2038 (Mt) | 2039 (Mt) | 2040 (Mt) | 2041 (Mt) | 2042 (Mt) | 2043 (Mt) | 2044 (Mt) | 2045 (Mt) | 2046 (Mt) | 2047 (Mt) | 2048 (Mt) | 2049 (Mt) | 2050 (Mt)
All ECMs | Baseline competed | [7 empty] | 628.9236 | 584.3745 | 553.3713 | 530.7805 | 517.6708 | 498.7827 | 459.0949 | 433.8469 | 410.7234 | 404.3465 | 403.5981 | 401.3277 | 399.4809 | 382.5507 | 375.5359 | 375.2386 | 377.7745 | 380.4868 | 382.0511 | 384.6183 | 386.5071 | 390.3813 | 392.9985 | 395.4986 | 406.0528
All ECMs | Efficient competed | [7 empty] | 626.9547 | 580.7453 | 548.3824 | 524.5675 | 510.3611 | 490.6298 | 450.6763 | 425.2095 | 401.7816 | 392.841 | 389.6803 | 385.2667 | 381.5421 | 363.2104 | 354.7314 | 352.9399 | 354.0752 | 355.5215 | 355.9188 | 357.4319 | 358.4351 | 361.5856 | 363.5664 | 365.5236 | 375.6621
All ECMs | Baseline competed - efficient competed | All | All | All |  |  |  |  | 1.969 | 3.6292 | 4.9889 | 6.213 | 7.3096 | 8.1529 | 8.4187 | 8.6375 | 8.9418 | 11.5055 | 13.9178 | 16.061 | 17.9388 | 19.3402 | 20.8045 | 22.2987 | 23.6992 | 24.9654 | 26.1323 | 27.1864 | 28.072 | 28.7956 | 29.4321 | 29.975 | 30.3907
All ECMs | Baseline competed - efficient competed | New England | All | All |  |  |  |  | 0.08651 | 0.14155 | 0.19908 | 0.246 | 0.26721 | 0.31607 | 0.36751 | 0.40419 | 0.4397 | 0.60539 | 0.75836 | 0.88812 | 1.0082 | 1.1309 | 1.2378 | 1.3381 | 1.429 | 1.5124 | 1.5873 | 1.6579 | 1.7248 | 1.7766 | 1.8167 | 1.8462 | 1.8684
All ECMs | Baseline competed - efficient competed | Mid Atlantic | All | All |  |  |  |  | 0.15243 | 0.28827 | 0.42293 | 0.54091 | 0.75721 | 0.82391 | 0.95025 | 1.0263 | 1.1124 | 1.5561 | 1.9734 | 2.3396 | 2.6432 | 2.9642 | 3.2515 | 3.5209 | 3.7613 | 3.9801 | 4.1787 | 4.3593 | 4.5154 | 4.6225 | 4.7132 | 4.784 | 4.8491
All ECMs | Baseline competed - efficient competed | East North Central | All | All |  |  |  |  | 0.15373 | 0.31057 | 0.45251 | 0.56248 | 0.66186 | 0.7636 | 0.83624 | 0.92446 | 1.0106 | 1.327 | 1.6199 | 1.8904 | 2.1287 | 2.3561 | 2.5647 | 2.7587 | 2.9337 | 3.0945 | 3.2395 | 3.3713 | 3.4698 | 3.5405 | 3.6027 | 3.6541 | 3.6924
All ECMs | Baseline competed - efficient competed | West North Central | All | All |  |  |  |  | 0.096229 | 0.18639 | 0.27426 | 0.35257 | 0.39768 | 0.45833 | 0.44204 | 0.47411 | 0.51454 | 0.67757 | 0.82829 | 0.9726 | 1.0983 | 1.2164 | 1.3301 | 1.4356 | 1.5333 | 1.6232 | 1.7053 | 1.7811 | 1.8437 | 1.8911 | 1.9348 | 1.9705 | 2.0005
All ECMs | Baseline competed - efficient competed | South Atlantic | All | All |  |  |  |  | 0.46412 | 0.88617 | 1.1441 | 1.4595 | 1.6017 | 1.8469 | 1.9409 | 1.8614 | 1.9299 | 2.0956 | 2.231 | 2.3124 | 2.3892 | 2.2156 | 2.2127 | 2.2296 | 2.2916 | 2.3457 | 2.441 | 2.5121 | 2.5347 | 2.5998 | 2.6505 | 2.7219 | 2.7563
All ECMs | Baseline competed - efficient competed | East South Central | All | All |  |  |  |  | 0.16965 | 0.30322 | 0.38209 | 0.45747 | 0.53066 | 0.58661 | 0.53963 | 0.55756 | 0.56722 | 0.6256 | 0.68834 | 0.74485 | 0.80935 | 0.64508 | 0.662 | 0.7196 | 0.73788 | 0.76791 | 0.79117 | 0.83072 | 0.8643 | 0.89288 | 0.91598 | 0.92194 | 0.91159
All ECMs | Baseline competed - efficient competed | West South Central | All | All |  |  |  |  | 0.57522 | 1.016 | 1.3926 | 1.6571 | 2.0133 | 2.1197 | 2.0032 | 1.9373 | 1.8893 | 2.2358 | 2.5829 | 2.8887 | 3.127 | 3.363 | 3.4521 | 3.624 | 3.8216 | 3.9846 | 4.1249 | 4.2476 | 4.3805 | 4.4811 | 4.5874 | 4.6757 | 4.7322
All ECMs | Baseline competed - efficient competed | Mountain | All | All |  |  |  |  | 0.11415 | 0.21605 | 0.30915 | 0.40304 | 0.41686 | 0.46577 | 0.46654 | 0.49582 | 0.53231 | 0.73471 | 0.92324 | 1.097 | 1.2411 | 1.4022 | 1.5393 | 1.6684 | 1.7856 | 1.8925 | 1.9867 | 2.0711 | 2.143 | 2.203 | 2.258 | 2.3081 | 2.3574
All ECMs | Baseline competed - efficient competed | Pacific | All | All |  |  |  |  | 0.15693 | 0.28099 | 0.41219 | 0.53392 | 0.66314 | 0.77192 | 0.87234 | 0.95642 | 0.94591 | 1.6477 | 2.3123 | 2.9273 | 3.4938 | 4.0467 | 4.5544 | 5.0037 | 5.4052 | 5.7644 | 6.0776 | 6.3554 | 6.5958 | 6.7883 | 6.953 | 7.0926 | 7.2227
All ECMs | Baseline competed - efficient competed | All | Residential (New) | All |  |  |  |  | 0.24726 | 0.4688 | 0.64819 | 0.81437 | 0.94933 | 1.0642 | 1.106 | 1.1196 | 1.1552 | 1.4392 | 1.7159 | 1.9716 | 2.2083 | 2.4973 | 2.7973 | 3.1016 | 3.3931 | 3.6607 | 3.9178 | 4.1614 | 4.4102 | 4.6529 | 4.8839 | 5.1062 | 5.3026
All ECMs | Baseline competed - efficient competed | All | Residential (Existing) | All |  |  |  |  | 1.4484 | 2.6463 | 3.649 | 4.5478 | 5.347 | 5.9648 | 6.1821 | 6.3679 | 6.5877 | 8.7815 | 10.8423 | 12.6636 | 14.2486 | 15.3774 | 16.5397 | 17.6978 | 18.7703 | 19.7414 | 20.6303 | 21.4272 | 22.0472 | 22.5145 | 22.909 | 23.2076 | 23.3874
All ECMs | Baseline competed - efficient competed | All | Commercial (New) | All |  |  |  |  | 0.086591 | 0.16025 | 0.21979 | 0.27388 | 0.32704 | 0.36618 | 0.37234 | 0.38275 | 0.4054 | 0.44277 | 0.47703 | 0.50823 | 0.53632 | 0.54095 | 0.55349 | 0.58245 | 0.61808 | 0.65149 | 0.68564 | 0.71949 | 0.75861 | 0.79731 | 0.83546 | 0.87853 | 0.92675
All ECMs | Baseline competed - efficient competed | All | Commercial (Existing) | All |  |  |  |  | 0.18669 | 0.35386 | 0.47194 | 0.57691 | 0.6863 | 0.75766 | 0.75829 | 0.76728 | 0.79349 | 0.84201 | 0.88256 | 0.91762 | 0.94553 | 0.9246 | 0.91404 | 0.91685 | 0.91774 | 0.91181 | 0.89854 | 0.87825 | 0.85593 | 0.83093 | 0.80375 | 0.78275 | 0.77396
All ECMs | Baseline competed - efficient competed | All | All | Heating (Equip.) |  |  |  |  | 0.25922 | 0.58538 | 0.91935 | 1.2894 | 1.6792 | 2.0593 | 2.5938 | 2.9449 | 3.3046 | 3.9677 | 4.5646 | 5.1254 | 5.6505 | 6.2322 | 6.7711 | 7.2304 | 7.6272 | 7.9869 | 8.3537 | 8.6813 | 8.9298 | 9.0627 | 9.1938 | 9.294 | 9.2033
All ECMs | Baseline competed - efficient competed | All | All | Cooling (Equip.) |  |  |  |  | 0.081918 | 0.16231 | 0.22673 | 0.28278 | 0.34168 | 0.38113 | 0.36747 | 0.37213 | 0.3981 | 0.46857 | 0.542 | 0.60962 | 0.66601 | 0.68165 | 0.6869 | 0.72577 | 0.77671 | 0.82643 | 0.87289 | 0.91736 | 0.96372 | 1.0047 | 1.0434 | 1.0813 | 1.1362
All ECMs | Baseline competed - efficient competed | All | All | Heating (Env.) |  |  |  |  | 0 | 0 | 0 | 0 | 0 | 0 | 0 | 0 | 0 | 0 | 0 | 0 | 0 | 0 | 0 | 0 | 0 | 0 | 0 | 0 | 0 | 0 | 0 | 0 | 0
All ECMs | Baseline competed - efficient competed | All | All | Cooling (Env.) |  |  |  |  | 0 | 0 | 0 | 0 | 0 | 0 | 0 | 0 | 0 | 0 | 0 | 0 | 0 | 0 | 0 | 0 | 0 | 0 | 0 | 0 | 0 | 0 | 0 | 0 | 0
All ECMs | Baseline competed - efficient competed | All | All | Ventilation |  |  |  |  | 0 | 0 | 0 | 0 | 0 | 0 | 0 | 0 | 0.000189 | 0.000387 | 0.000598 | 0.000816 | 0.001035 | 0.001159 | 0.00132 | 0.001532 | 0.001778 | 0.002014 | 0.002202 | 0.002351 | 0.002937 | 0.003527 | 0.00411 | 0.005784 | 0.007752
All ECMs | Baseline competed - efficient competed | All | All | Lighting |  |  |  |  | 0.1261 | 0.22324 | 0.30296 | 0.37059 | 0.43788 | 0.4784 | 0.46173 | 0.45729 | 0.43166 | 0.42754 | 0.41818 | 0.40801 | 0.39807 | 0.35586 | 0.33282 | 0.31937 | 0.31351 | 0.30966 | 0.30434 | 0.30082 | 0.29701 | 0.29779 | 0.29618 | 0.29516 | 0.31152
All ECMs | Baseline competed - efficient competed | All | All | Water Heating |  |  |  |  | 0.92609 | 1.6385 | 2.1593 | 2.5505 | 2.8426 | 3.0027 | 2.7856 | 2.6132 | 2.4916 | 4.135 | 5.6581 | 6.9913 | 8.1098 | 9.0052 | 9.9545 | 10.895 | 11.7556 | 12.5221 | 13.1895 | 13.7768 | 14.2812 | 14.7221 | 15.0925 | 15.4025 | 15.7004
All ECMs | Baseline competed - efficient competed | All | All | Refrigeration |  |  |  |  | 0.041405 | 0.072945 | 0.098027 | 0.11991 | 0.12867 | 0.13155 | 0.11982 | 0.11224 | 0.10209 | 0.09981 | 0.10006 | 0.099017 | 0.097551 | 0.086984 | 0.082259 | 0.075911 | 0.071388 | 0.067343 | 0.063022 | 0.059455 | 0.055839 | 0.053294 | 0.050334 | 0.047571 | 0.047503
All ECMs | Baseline competed - efficient competed | All | All | Cooking |  |  |  |  | 0.006771 | 0.012236 | 0.016661 | 0.021013 | 0.024816 | 0.028623 | 0.028944 | 0.02986 | 0.030845 | 0.033597 | 0.037051 | 0.040211 | 0.043466 | 0.042371 | 0.043782 | 0.046617 | 0.04903 | 0.050469 | 0.051632 | 0.053055 | 0.05418 | 0.055957 | 0.057334 | 0.058694 | 0.062305
All ECMs | Baseline competed - efficient competed | All | All | Computers and Electronics |  |  |  |  | 0.012446 | 0.021214 | 0.028192 | 0.034002 | 0.040069 | 0.026928 | 0.020796 | 0.015973 | 0.012529 | 0.011867 | 0.0119 | 0.011869 | 0.011715 | 0.010361 | 0.009896 | 0.009729 | 0.009675 | 0.009522 | 0.009077 | 0.008494 | 0.007599 | 0.006746 | 0.005519 | 0.004075 | 0.002766
All ECMs | Baseline competed - efficient competed | All | All | Other |  |  |  |  | 0.515 | 0.91339 | 1.2377 | 1.5448 | 1.8147 | 2.0443 | 2.0405 | 2.0919 | 2.1702 | 2.361 | 2.5853 | 2.7748 | 2.9606 | 2.9244 | 2.922 | 2.9943 | 3.0943 | 3.1909 | 3.2859 | 3.3868 | 3.4797 | 3.5889 | 3.6889 | 3.7859 | 3.9189
(C) 90.1 Lighting | Baseline uncompeted | New England, Mid Atlantic, East North Central, West North Central, South Atlantic, East South Central, West South Central, Mountain, Pacific | Commercial (New), Commercial (Existing) | Lighting | 22.5579 | 3.8532 | 23.9567 | 357.9866 | 18.4041 | 16.2739 | 14.8234 | 13.6857 | 12.9898 | 11.8847 | 9.999 | 8.857 | 7.8464 | 7.4967 | 7.3949 | 7.243 | 7.0626 | 6.3437 | 5.9769 | 5.9052 | 5.9506 | 6.0078 | 6.0205 | 6.0762 | 6.1189 | 6.2198 | 6.2686 | 6.3216 | 6.6994
(C) 90.1 Lighting | Efficient uncompeted | New England, Mid Atlantic, East North Central, West North Central, South Atlantic, East South Central, West South Central, Mountain, Pacific | Commercial (New), Commercial (Existing) | Lighting | 22.5579 | 3.8532 | 23.9567 | 357.9866 | 17.9195 | 15.424 | 13.6762 | 12.2886 | 11.3439 | 10.0952 | 8.3032 | 7.2227 | 6.3095 | 5.985 | 5.8839 | 5.7427 | 5.5833 | 5.006 | 4.7075 | 4.6434 | 4.6757 | 4.7196 | 4.728 | 4.7704 | 4.803 | 4.8811 | 4.9184 | 4.959 | 5.2561
(C) 90.1 Lighting | Baseline competed | New England, Mid Atlantic, East North Central, West North Central, South Atlantic, East South Central, West South Central, Mountain, Pacific | Commercial (New), Commercial (Existing) | Lighting | 22.5579 | 3.8532 | 23.9567 | 357.9866 | 2.3005 | 2.0342 | 1.8529 | 1.7107 | 1.6237 | 1.4856 | 1.2499 | 1.1071 | 0.9808 | 0.93708 | 0.84604 | 0.76354 | 0.68964 | 0.57638 | 0.50796 | 0.47155 | 0.44843 | 0.42831 | 0.40706 | 0.38363 | 0.36394 | 0.35002 | 0.33512 | 0.32234 | 0.32714
(C) 90.1 Lighting | Efficient competed | New England, Mid Atlantic, East North Central, West North Central, South Atlantic, East South Central, West South Central, Mountain, Pacific | Commercial (New), Commercial (Existing) | Lighting | 22.5579 | 3.8532 | 23.9567 | 357.9866 | 2.2399 | 1.928 | 1.7095 | 1.5361 | 1.418 | 1.2619 | 1.0379 | 0.90284 | 0.78869 | 0.74812 | 0.67339 | 0.60563 | 0.54542 | 0.45502 | 0.40024 | 0.37092 | 0.35248 | 0.33663 | 0.3198 | 0.30131 | 0.2858 | 0.2748 | 0.26304 | 0.25296 | 0.25676
(C) 90.1 Plug Loads | Baseline uncompeted | New England, Mid Atlantic, East North Central, West North Central, South Atlantic, East South Central, West South Central, Mountain, Pacific | Commercial (New), Commercial (Existing) | Computers and Electronics | -12.7876 | 18.972 | 131.61 | 2017.0396 | 6.8669 | 5.9822 | 5.3384 | 4.8448 | 4.5424 | 4.1558 | 3.4747 | 3.0704 | 2.6736 | 2.5275 | 2.4821 | 2.4216 | 2.3576 | 2.1162 | 1.9965 | 1.9624 | 1.9766 | 1.985 | 1.9753 | 1.9746 | 1.9691 | 1.9777 | 1.9637 | 1.9469 | 2.0345
(C) 90.1 Plug Loads | Efficient uncompeted | New England, Mid Atlantic, East North Central, West North Central, South Atlantic, East South Central, West South Central, Mountain, Pacific | Commercial (New), Commercial (Existing) | Computers and Electronics | -12.7876 | 18.972 | 131.61 | 2017.0396 | 6.7746 | 5.8237 | 5.1297 | 4.596 | 4.2559 | 3.8458 | 3.1771 | 2.7743 | 2.3878 | 2.2495 | 2.2091 | 2.1552 | 2.0983 | 1.8835 | 1.7769 | 1.7465 | 1.7592 | 1.7667 | 1.758 | 1.7574 | 1.7525 | 1.7601 | 1.7477 | 1.7328 | 1.8107
(C) 90.1 Plug Loads | Baseline competed | New England, Mid Atlantic, East North Central, West North Central, South Atlantic, East South Central, West South Central, Mountain, Pacific | Commercial (New), Commercial (Existing) | Computers and Electronics | -12.7876 | 18.972 | 131.61 | 2017.0396 | 0 | 0 | 0 | 0 | 0 | 0 | 0 | 0 | 0 | 0 | 0 | 0 | 0 | 0 | 0 | 0 | 0 | 0 | 0 | 0 | 0 | 0 | 0 | 0 | 0
(C) 90.1 Plug Loads | Efficient competed | New England, Mid Atlantic, East North Central, West North Central, South Atlantic, East South Central, West South Central, Mountain, Pacific | Commercial (New), Commercial (Existing) | Computers and Electronics | -12.7876 | 18.972 | 131.61 | 2017.0396 | 0 | 0 | 0 | 0 | 0 | 0 | 0 | 0 | 0 | 0 | 0 | 0 | 0 | 0 | 0 | 0 | 0 | 0 | 0 | 0 | 0 | 0 | 0 | 0 | 0
(C) Best HP FS (RTU, NG Heat) | Baseline uncompeted | New England, Mid Atlantic, East North Central, West North Central, South Atlantic, East South Central, West South Central, Mountain, Pacific | Commercial (New), Commercial (Existing) | Heating (Equip.), Cooling (Equip.), Ventilation | 0.7715 | 19.3185 | 9.1661 | 176.6322 | 34.4617 | 33.3464 | 32.4373 | 31.6411 | 31.2489 | 30.4605 | 28.9945 | 28.1178 | 27.4167 | 27.3299 | 27.4567 | 27.4849 | 27.5002 | 26.9513 | 26.7337 | 26.7817 | 26.9347 | 27.0876 | 27.2016 | 27.3598 | 27.4729 | 27.6338 | 27.7389 | 27.8397 | 28.2817
(C) Best HP FS (RTU, NG Heat) | Efficient uncompeted | New England, Mid Atlantic, East North Central, West North Central, South Atlantic, East South Central, West South Central, Mountain, Pacific | Commercial (New), Commercial (Existing) | Heating (Equip.), Cooling (Equip.), Ventilation | 0.7715 | 19.3185 | 9.1661 | 176.6322 | 33.4633 | 31.2698 | 29.2853 | 27.3898 | 25.9174 | 24.0441 | 21.3083 | 19.3247 | 17.4926 | 16.3143 | 15.3914 | 14.4027 | 13.3833 | 11.7534 | 10.4753 | 9.565 | 8.8592 | 8.3254 | 8.0244 | 8.0736 | 8.2023 | 8.392 | 8.5086 | 8.6289 | 9.273
(C) Best HP FS (RTU, NG Heat) | Baseline competed | New England, Mid Atlantic, East North Central, West North Central, South Atlantic, East South Central, West South Central, Mountain, Pacific | Commercial (New), Commercial (Existing) | Heating (Equip.), Cooling (Equip.), Ventilation | 0.7715 | 19.3185 | 9.1661 | 176.6322 | 0 | 0 | 0 | 0 | 0 | 0 | 0 | 0 | 0 | 0 | 0 | 0 | 0 | 0 | 0 | 0 | 0 | 0 | 0 | 0 | 0 | 0 | 0 | 0 | 0
(C) Best HP FS (RTU, NG Heat) | Efficient competed | New England, Mid Atlantic, East North Central, West North Central, South Atlantic, East South Central, West South Central, Mountain, Pacific | Commercial (New), Commercial (Existing) | Heating (Equip.), Cooling (Equip.), Ventilation | 0.7715 | 19.3185 | 9.1661 | 176.6322 | 0 | 0 | 0 | 0 | 0 | 0 | 0 | 0 | 0 | 0 | 0 | 0 | 0 | 0 | 0 | 0 | 0 | 0 | 0 | 0 | 0 | 0 | 0 | 0 | 0
(C) Best Refrigeration | Baseline uncompeted | New England, Mid Atlantic, East North Central, West North Central, South Atlantic, East South Central, West South Central, Mountain, Pacific | Commercial (New), Commercial (Existing) | Refrigeration | -11.99 | 21.5728 | 136.2613 | 2070.6734 | 11.6358 | 10.3639 | 9.4727 | 8.7388 | 8.2526 | 7.7472 | 6.6106 | 5.9734 | 5.3196 | 5.1411 | 5.1376 | 5.0897 | 5.0441 | 4.5845 | 4.3664 | 4.3503 | 4.4266 | 4.5087 | 4.5374 | 4.5983 | 4.6425 | 4.742 | 4.7998 | 4.8587 | 5.2005
(C) Best Refrigeration | Efficient uncompeted | New England, Mid Atlantic, East North Central, West North Central, South Atlantic, East South Central, West South Central, Mountain, Pacific | Commercial (New), Commercial (Existing) | Refrigeration | -11.99 | 21.5728 | 136.2613 | 2070.6734 | 11.3371 | 9.8372 | 8.7605 | 7.8725 | 7.2462 | 6.6287 | 5.5122 | 4.8557 | 4.2148 | 4.0511 | 4.0482 | 4.0104 | 3.9743 | 3.6119 | 3.4391 | 3.4262 | 3.486 | 3.5505 | 3.5724 | 3.6201 | 3.6551 | 3.7333 | 3.7787 | 3.8247 | 4.095
(C) Best Refrigeration | Baseline competed | New England, Mid Atlantic, East North Central, West North Central, South Atlantic, East South Central, West South Central, Mountain, Pacific | Commercial (New), Commercial (Existing) | Refrigeration | -11.99 | 21.5728 | 136.2613 | 2070.6734 | 0 | 0 | 0 | 0 | 0 | 0 | 0 | 0 | 0 | 0 | 0 | 0 | 0 | 0 | 0 | 0 | 0 | 0 | 0 | 0 | 0 | 0 | 0 | 0 | 0
(C) Best Refrigeration | Efficient competed | New England, Mid Atlantic, East North Central, West North Central, South Atlantic, East South Central, West South Central, Mountain, Pacific | Commercial (New), Commercial (Existing) | Refrigeration | -11.99 | 21.5728 | 136.2613 | 2070.6734 | 0 | 0 | 0 | 0 | 0 | 0 | 0 | 0 | 0 | 0 | 0 | 0 | 0 | 0 | 0 | 0 | 0 | 0 | 0 | 0 | 0 | 0 | 0 | 0 | 0
(C) Bst. HP FS (RTU, NG Ht.) & Env.+ | Baseline uncompeted | New England, Mid Atlantic, East North Central, West North Central, South Atlantic, East South Central, West South Central, Mountain, Pacific | Commercial (New), Commercial (Existing) | Heating (Equip.), Cooling (Equip.), Ventilation | -12.5558 | 999 | 93.1208 | 1761.4208 | 34.4617 | 33.3464 | 32.4373 | 31.6411 | 31.2489 | 30.4605 | 28.9945 | 28.1178 | 27.4167 | 27.3299 | 27.4567 | 27.4849 | 27.5002 | 26.9513 | 26.7337 | 26.7817 | 26.9347 | 27.0876 | 27.2016 | 27.3598 | 27.4729 | 27.6338 | 27.7389 | 27.8397 | 28.2817
(C) Bst. HP FS (RTU, NG Ht.) & Env.+ | Efficient uncompeted | New England, Mid Atlantic, East North Central, West North Central, South Atlantic, East South Central, West South Central, Mountain, Pacific | Commercial (New), Commercial (Existing) | Heating (Equip.), Cooling (Equip.), Ventilation | -12.5558 | 999 | 93.1208 | 1761.4208 | 33.3876 | 31.1251 | 29.0794 | 27.1319 | 25.6162 | 23.7088 | 20.9541 | 18.9543 | 17.1128 | 15.9287 | 15.0055 | 14.0244 | 13.0205 | 11.4212 | 10.1796 | 9.3082 | 8.6433 | 8.1444 | 7.8633 | 7.9131 | 8.0361 | 8.2194 | 8.3316 | 8.4476 | 9.0726
(C) Bst. HP FS (RTU, NG Ht.) & Env.+ | Baseline competed | New England, Mid Atlantic, East North Central, West North Central, South Atlantic, East South Central, West South Central, Mountain, Pacific | Commercial (New), Commercial (Existing) | Heating (Equip.), Cooling (Equip.), Ventilation | -12.5558 | 999 | 93.1208 | 1761.4208 | 0 | 0 | 0 | 0 | 0 | 0 | 0 | 0 | 0 | 0 | 0 | 0 | 0 | 0 | 0 | 0 | 0 | 0 | 0 | 0 | 0 | 0 | 0 | 0 | 0
(C) Bst. HP FS (RTU, NG Ht.) & Env.+ | Efficient competed | New England, Mid Atlantic, East North Central, West North Central, South Atlantic, East South Central, West South Central, Mountain, Pacific | Commercial (New), Commercial (Existing) | Heating (Equip.), Cooling (Equip.), Ventilation | -12.5558 | 999 | 93.1208 | 1761.4208 | 0 | 0 | 0 | 0 | 0 | 0 | 0 | 0 | 0 | 0 | 0 | 0 | 0 | 0 | 0 | 0 | 0 | 0 | 0 | 0 | 0 | 0 | 0 | 0 | 0
(C) ESTAR HP FS (RTU, NG Heat) | Baseline uncompeted | New England, Mid Atlantic, East North Central, West North Central, South Atlantic, East South Central, West South Central, Mountain, Pacific | Commercial (New), Commercial (Existing) | Heating (Equip.), Cooling (Equip.), Ventilation | 999 | 0 | -0.96681 | -18.8287 | 34.4617 | 33.3464 | 32.4373 | 31.6411 | 31.2489 | 30.4605 | 28.9945 | 28.1178 | 27.4167 | 27.3299 | 27.4567 | 27.4849 | 27.5002 | 26.9513 | 26.7337 | 26.7817 | 26.9347 | 27.0876 | 27.2016 | 27.3598 | 27.4729 | 27.6338 | 27.7389 | 27.8397 | 28.2817
(C) ESTAR HP FS (RTU, NG Heat) | Efficient uncompeted | New England, Mid Atlantic, East North Central, West North Central, South Atlantic, East South Central, West South Central, Mountain, Pacific | Commercial (New), Commercial (Existing) | Heating (Equip.), Cooling (Equip.), Ventilation | 999 | 0 | -0.96681 | -18.8287 | 33.5344 | 31.3958 | 29.4562 | 27.5971 | 26.1616 | 24.3112 | 21.5654 | 19.5846 | 17.7536 | 16.5924 | 15.6937 | 14.7263 | 13.7249 | 12.0861 | 10.8099 | 9.9166 | 9.2335 | 8.7201 | 8.4301 | 8.4877 | 8.6231 | 8.8211 | 8.9425 | 9.0675 | 9.7416
(C) ESTAR HP FS (RTU, NG Heat) | Baseline competed | New England, Mid Atlantic, East North Central, West North Central, South Atlantic, East South Central, West South Central, Mountain, Pacific | Commercial (New), Commercial (Existing) | Heating (Equip.), Cooling (Equip.), Ventilation | 999 | 0 | -0.96681 | -18.8287 | 0 | 0 | 0 | 0 | 0 | 0 | 0 | 0 | 0.004923 | 0.009511 | 0.013898 | 0.017977 | 0.021757 | 0.024696 | 0.027622 | 0.030615 | 0.033527 | 0.036154 | 0.038316 | 0.039867 | 0.047831 | 0.055226 | 0.062433 | 0.087147 | 0.11162
(C) ESTAR HP FS (RTU, NG Heat) | Efficient competed | New England, Mid Atlantic, East North Central, West North Central, South Atlantic, East South Central, West South Central, Mountain, Pacific | Commercial (New), Commercial (Existing) | Heating (Equip.), Cooling (Equip.), Ventilation | 999 | 0 | -0.96681 | -18.8287 | 0 | 0 | 0 | 0 | 0 | 0 | 0 | 0 | 0.002962 | 0.00544 | 0.007606 | 0.009379 | 0.010759 | 0.011153 | 0.011481 | 0.011938 | 0.01241 | 0.012838 | 0.013266 | 0.013885 | 0.016995 | 0.020073 | 0.023034 | 0.031957 | 0.042578
(C) ESTAR HP FS (RTU, Other Fossil Heat) | Baseline uncompeted | New England, Mid Atlantic, East North Central, West North Central, South Atlantic, East South Central, West South Central, Mountain, Pacific | Commercial (New), Commercial (Existing) | Heating (Equip.), Cooling (Equip.), Ventilation | -13.2183 | 0 | -189.0249 | -1952.6347 | 2.2399 | 2.1038 | 2.0002 | 1.9341 | 1.9343 | 1.8738 | 1.7329 | 1.6333 | 1.555 | 1.544 | 1.5558 | 1.5576 | 1.5531 | 1.485 | 1.4562 | 1.4619 | 1.4817 | 1.4999 | 1.5143 | 1.5308 | 1.5456 | 1.566 | 1.5803 | 1.5944 | 1.6461
(C) ESTAR HP FS (RTU, Other Fossil Heat) | Efficient uncompeted | New England, Mid Atlantic, East North Central, West North Central, South Atlantic, East South Central, West South Central, Mountain, Pacific | Commercial (New), Commercial (Existing) | Heating (Equip.), Cooling (Equip.), Ventilation | -13.2183 | 0 | -189.0249 | -1952.6347 | 2.239 | 2.0929 | 1.9724 | 1.8861 | 1.8708 | 1.7832 | 1.6123 | 1.478 | 1.3662 | 1.3299 | 1.3201 | 1.2981 | 1.2697 | 1.1656 | 1.106 | 1.0914 | 1.0943 | 1.1012 | 1.1043 | 1.1224 | 1.146 | 1.1776 | 1.2005 | 1.2222 | 1.3138
(C) ESTAR HP FS (RTU, Other Fossil Heat) | Baseline competed | New England, Mid Atlantic, East North Central, West North Central, South Atlantic, East South Central, West South Central, Mountain, Pacific | Commercial (New), Commercial (Existing) | Heating (Equip.), Cooling (Equip.), Ventilation | -13.2183 | 0 | -189.0249 | -1952.6347 | 0 | 0 | 0 | 0 | 0 | 0 | 0 | 0 | 0 | 0 | 0 | 0 | 0 | 0 | 0 | 0 | 0 | 0 | 0 | 0 | 0 | 0 | 0 | 0 | 0
(C) ESTAR HP FS (RTU, Other Fossil Heat) | Efficient competed | New England, Mid Atlantic, East North Central, West North Central, South Atlantic, East South Central, West South Central, Mountain, Pacific | Commercial (New), Commercial (Existing) | Heating (Equip.), Cooling (Equip.), Ventilation | -13.2183 | 0 | -189.0249 | -1952.6347 | 0 | 0 | 0 | 0 | 0 | 0 | 0 | 0 | 0 | 0 | 0 | 0 | 0 | 0 | 0 | 0 | 0 | 0 | 0 | 0 | 0 | 0 | 0 | 0 | 0
(C) ESTAR HP Pt. FS (RTU, NG Heat) | Baseline uncompeted | New England, Mid Atlantic, East North Central, West North Central, South Atlantic, East South Central, West South Central, Mountain, Pacific | Commercial (New), Commercial (Existing) | Heating (Equip.), Cooling (Equip.), Ventilation | 999 | 0 | -1.3646 | -26.2399 | 34.4617 | 33.3464 | 32.4373 | 31.6411 | 31.2489 | 30.4605 | 28.9945 | 28.1178 | 27.4167 | 27.3299 | 27.4567 | 27.4849 | 27.5002 | 26.9513 | 26.7337 | 26.7817 | 26.9347 | 27.0876 | 27.2016 | 27.3598 | 27.4729 | 27.6338 | 27.7389 | 27.8397 | 28.2817
(C) ESTAR HP Pt. FS (RTU, NG Heat) | Efficient uncompeted | New England, Mid Atlantic, East North Central, West North Central, South Atlantic, East South Central, West South Central, Mountain, Pacific | Commercial (New), Commercial (Existing) | Heating (Equip.), Cooling (Equip.), Ventilation | 999 | 0 | -1.3646 | -26.2399 | 33.7791 | 31.9224 | 30.2713 | 28.7152 | 27.5935 | 26.058 | 23.7427 | 22.1073 | 20.6202 | 19.7823 | 19.1895 | 18.5162 | 17.8145 | 16.5202 | 15.5696 | 14.9564 | 14.5154 | 14.1891 | 14.0108 | 14.0881 | 14.2034 | 14.3766 | 14.4817 | 14.5874 | 15.1544
(C) ESTAR HP Pt. FS (RTU, NG Heat) | Baseline competed | New England, Mid Atlantic, East North Central, West North Central, South Atlantic, East South Central, West South Central, Mountain, Pacific | Commercial (New), Commercial (Existing) | Heating (Equip.), Cooling (Equip.), Ventilation | 999 | 0 | -1.3646 | -26.2399 | 0 | 0 | 0 | 0 | 0 | 0 | 0 | 0 | 0 | 0 | 0 | 0 | 0 | 0 | 0 | 0 | 0 | 0 | 0 | 0 | 0 | 0 | 0 | 0 | 0
(C) ESTAR HP Pt. FS (RTU, NG Heat) | Efficient competed | New England, Mid Atlantic, East North Central, West North Central, South Atlantic, East South Central, West South Central, Mountain, Pacific | Commercial (New), Commercial (Existing) | Heating (Equip.), Cooling (Equip.), Ventilation | 999 | 0 | -1.3646 | -26.2399 | 0 | 0 | 0 | 0 | 0 | 0 | 0 | 0 | 0 | 0 | 0 | 0 | 0 | 0 | 0 | 0 | 0 | 0 | 0 | 0 | 0 | 0 | 0 | 0 | 0
(C) ESTAR HP Pt. FS (RTU, Other Fossil Heat) | Baseline uncompeted | New England, Mid Atlantic, East North Central, West North Central, South Atlantic, East South Central, West South Central, Mountain, Pacific | Commercial (New), Commercial (Existing) | Heating (Equip.), Cooling (Equip.), Ventilation | -10.3921 | 0 | -571.1419 | -4419.3078 | 2.2399 | 2.1038 | 2.0002 | 1.9341 | 1.9343 | 1.8738 | 1.7329 | 1.6333 | 1.555 | 1.544 | 1.5558 | 1.5576 | 1.5531 | 1.485 | 1.4562 | 1.4619 | 1.4817 | 1.4999 | 1.5143 | 1.5308 | 1.5456 | 1.566 | 1.5803 | 1.5944 | 1.6461
(C) ESTAR HP Pt. FS (RTU, Other Fossil Heat) | Efficient uncompeted | New England, Mid Atlantic, East North Central, West North Central, South Atlantic, East South Central, West South Central, Mountain, Pacific | Commercial (New), Commercial (Existing) | Heating (Equip.), Cooling (Equip.), Ventilation | -10.3921 | 0 | -571.1419 | -4419.3078 | 2.2454 | 2.1075 | 1.9952 | 1.9177 | 1.9105 | 1.8327 | 1.6701 | 1.5451 | 1.442 | 1.4143 | 1.4128 | 1.3994 | 1.3793 | 1.2837 | 1.233 | 1.2261 | 1.2364 | 1.2493 | 1.2582 | 1.2788 | 1.3014 | 1.3317 | 1.3535 | 1.3744 | 1.4581
(C) ESTAR HP Pt. FS (RTU, Other Fossil Heat) | Baseline competed | New England, Mid Atlantic, East North Central, West North Central, South Atlantic, East South Central, West South Central, Mountain, Pacific | Commercial (New), Commercial (Existing) | Heating (Equip.), Cooling (Equip.), Ventilation | -10.3921 | 0 | -571.1419 | -4419.3078 | 0 | 0 | 0 | 0 | 0 | 0 | 0 | 0 | 0 | 0 | 0 | 0 | 0 | 0 | 0 | 0 | 0 | 0 | 0 | 0 | 0 | 0 | 0 | 0 | 0
(C) ESTAR HP Pt. FS (RTU, Other Fossil Heat) | Efficient competed | New England, Mid Atlantic, East North Central, West North Central, South Atlantic, East South Central, West South Central, Mountain, Pacific | Commercial (New), Commercial (Existing) | Heating (Equip.), Cooling (Equip.), Ventilation | -10.3921 | 0 | -571.1419 | -4419.3078 | 0 | 0 | 0 | 0 | 0 | 0 | 0 | 0 | 0 | 0 | 0 | 0 | 0 | 0 | 0 | 0 | 0 | 0 | 0 | 0 | 0 | 0 | 0 | 0 | 0
(C) ESTAR HP TS (Resist. Heat) | Baseline uncompeted | New England, Mid Atlantic, East North Central, West North Central, South Atlantic, East South Central, West South Central, Mountain, Pacific | Commercial (New), Commercial (Existing) | Heating (Equip.), Cooling (Equip.), Ventilation | -1.0479 | 23.6281 | 86.6824 | 1290.6104 | 18.5467 | 16.6724 | 15.3313 | 14.313 | 13.8776 | 12.9749 | 11.0856 | 9.9614 | 9.0486 | 8.8246 | 8.8452 | 8.7912 | 8.6808 | 7.9098 | 7.5696 | 7.5806 | 7.7276 | 7.8758 | 7.9738 | 8.1156 | 8.24 | 8.4242 | 8.5459 | 8.6693 | 9.1742
(C) ESTAR HP TS (Resist. Heat) | Efficient uncompeted | New England, Mid Atlantic, East North Central, West North Central, South Atlantic, East South Central, West South Central, Mountain, Pacific | Commercial (New), Commercial (Existing) | Heating (Equip.), Cooling (Equip.), Ventilation | -1.0479 | 23.6281 | 86.6824 | 1290.6104 | 18.3858 | 16.3974 | 14.9621 | 13.8766 | 13.4003 | 12.4661 | 10.6587 | 9.5418 | 8.6193 | 8.3794 | 8.3809 | 8.3094 | 8.1956 | 7.4778 | 7.1769 | 7.2047 | 7.3669 | 7.5288 | 7.6468 | 7.8038 | 7.941 | 8.1437 | 8.2863 | 8.432 | 8.944
(C) ESTAR HP TS (Resist. Heat) | Baseline competed | New England, Mid Atlantic, East North Central, West North Central, South Atlantic, East South Central, West South Central, Mountain, Pacific | Commercial (New), Commercial (Existing) | Heating (Equip.), Cooling (Equip.), Ventilation | -1.0479 | 23.6281 | 86.6824 | 1290.6104 | 0 | 0 | 0 | 0 | 0 | 0 | 0 | 0 | 0 | 0 | 0 | 0 | 0 | 0 | 0 | 0 | 0 | 0 | 0 | 0 | 0 | 0 | 0 | 0 | 0
(C) ESTAR HP TS (Resist. Heat) | Efficient competed | New England, Mid Atlantic, East North Central, West North Central, South Atlantic, East South Central, West South Central, Mountain, Pacific | Commercial (New), Commercial (Existing) | Heating (Equip.), Cooling (Equip.), Ventilation | -1.0479 | 23.6281 | 86.6824 | 1290.6104 | 0 | 0 | 0 | 0 | 0 | 0 | 0 | 0 | 0 | 0 | 0 | 0 | 0 | 0 | 0 | 0 | 0 | 0 | 0 | 0 | 0 | 0 | 0 | 0 | 0
(C) ESTAR HPWH FS | Baseline uncompeted | New England, Mid Atlantic, East North Central, West North Central, South Atlantic, East South Central, West South Central, Mountain, Pacific | Commercial (New), Commercial (Existing) | Water Heating | 999 | 999 | 15.1653 | 328.2601 | 4.8504 | 4.9037 | 4.9239 | 4.9123 | 4.8879 | 4.8689 | 4.8712 | 4.9014 | 4.9562 | 5.0173 | 5.0785 | 5.1328 | 5.1856 | 5.2408 | 5.2974 | 5.3533 | 5.4078 | 5.4646 | 5.5237 | 5.5853 | 5.6416 | 5.6965 | 5.7518 | 5.8061 | 5.8595
(C) ESTAR HPWH FS | Efficient uncompeted | New England, Mid Atlantic, East North Central, West North Central, South Atlantic, East South Central, West South Central, Mountain, Pacific | Commercial (New), Commercial (Existing) | Water Heating | 999 | 999 | 15.1653 | 328.2601 | 4.6276 | 4.3996 | 4.1186 | 3.803 | 3.4935 | 3.1571 | 2.7471 | 2.4791 | 2.3696 | 2.2945 | 2.2308 | 2.1546 | 2.0656 | 1.9267 | 1.7907 | 1.6944 | 1.6125 | 1.5302 | 1.4367 | 1.3485 | 1.2783 | 1.2632 | 1.2792 | 1.302 | 1.3995
(C) ESTAR HPWH FS | Baseline competed | New England, Mid Atlantic, East North Central, West North Central, South Atlantic, East South Central, West South Central, Mountain, Pacific | Commercial (New), Commercial (Existing) | Water Heating | 999 | 999 | 15.1653 | 328.2601 | 0 | 0 | 0 | 0 | 0 | 0 | 0 | 0 | 0 | 0 | 0 | 0 | 0 | 0 | 0 | 0 | 0 | 0 | 0 | 0 | 0 | 0 | 0 | 0 | 0
(C) ESTAR HPWH FS | Efficient competed | New England, Mid Atlantic, East North Central, West North Central, South Atlantic, East South Central, West South Central, Mountain, Pacific | Commercial (New), Commercial (Existing) | Water Heating | 999 | 999 | 15.1653 | 328.2601 | 0 | 0 | 0 | 0 | 0 | 0 | 0 | 0 | 0 | 0 | 0 | 0 | 0 | 0 | 0 | 0 | 0 | 0 | 0 | 0 | 0 | 0 | 0 | 0 | 0
(C) ESTAR HPWH TS | Baseline uncompeted | New England, Mid Atlantic, East North Central, West North Central, South Atlantic, East South Central, West South Central, Mountain, Pacific | Commercial (New), Commercial (Existing) | Water Heating | 27.605 | 3.529 | 14.6745 | 201.9746 | 2.5904 | 2.3129 | 2.0774 | 1.9257 | 1.7966 | 1.6723 | 1.4143 | 1.2449 | 1.1463 | 1.1143 | 1.1013 | 1.0771 | 1.0495 | 0.94634 | 0.89684 | 0.88543 | 0.8897 | 0.89217 | 0.89419 | 0.89812 | 0.89887 | 0.90454 | 0.90505 | 0.90641 | 0.931
(C) ESTAR HPWH TS | Efficient uncompeted | New England, Mid Atlantic, East North Central, West North Central, South Atlantic, East South Central, West South Central, Mountain, Pacific | Commercial (New), Commercial (Existing) | Water Heating | 27.605 | 3.529 | 14.6745 | 201.9746 | 2.4115 | 1.9944 | 1.6526 | 1.405 | 1.197 | 1.0081 | 0.76638 | 0.59958 | 0.48397 | 0.41706 | 0.41383 | 0.40737 | 0.39963 | 0.36295 | 0.34595 | 0.34325 | 0.34629 | 0.34892 | 0.35051 | 0.35333 | 0.3552 | 0.35895 | 0.36045 | 0.36218 | 0.37708
(C) ESTAR HPWH TS | Baseline competed | New England, Mid Atlantic, East North Central, West North Central, South Atlantic, East South Central, West South Central, Mountain, Pacific | Commercial (New), Commercial (Existing) | Water Heating | 27.605 | 3.529 | 14.6745 | 201.9746 | 0.27717 | 0.24748 | 0.22228 | 0.20605 | 0.19223 | 0.17893 | 0.15133 | 0.1332 | 0.12266 | 0.11923 | 0.11783 | 0.11525 | 0.1123 | 0.10126 | 0.095962 | 0.094741 | 0.095197 | 0.095462 | 0.095678 | 0.096099 | 0.096179 | 0.096786 | 0.09684 | 0.096986 | 0.099617
(C) ESTAR HPWH TS | Efficient competed | New England, Mid Atlantic, East North Central, West North Central, South Atlantic, East South Central, West South Central, Mountain, Pacific | Commercial (New), Commercial (Existing) | Water Heating | 27.605 | 3.529 | 14.6745 | 201.9746 | 0.25803 | 0.21341 | 0.17683 | 0.15034 | 0.12808 | 0.10787 | 0.082003 | 0.064155 | 0.051785 | 0.044625 | 0.04428 | 0.043589 | 0.04276 | 0.038835 | 0.037016 | 0.036728 | 0.037053 | 0.037334 | 0.037504 | 0.037806 | 0.038006 | 0.038408 | 0.038568 | 0.038753 | 0.040347
(C) Induction Range FS | Baseline uncompeted | New England, Mid Atlantic, East North Central, West North Central, South Atlantic, East South Central, West South Central, Mountain, Pacific | Commercial (New), Commercial (Existing) | Cooking | 999 | 999 | 261.9302 | 5752.6856 | 9.419 | 9.4946 | 9.4998 | 9.4471 | 9.3715 | 9.3068 | 9.2792 | 9.3025 | 9.3313 | 9.3835 | 9.4493 | 9.5158 | 9.6139 | 9.7082 | 9.787 | 9.8537 | 9.9157 | 9.9811 | 10.0491 | 10.1184 | 10.1782 | 10.2355 | 10.2936 | 10.3495 | 10.403
(C) Induction Range FS | Efficient uncompeted | New England, Mid Atlantic, East North Central, West North Central, South Atlantic, East South Central, West South Central, Mountain, Pacific | Commercial (New), Commercial (Existing) | Cooking | 999 | 999 | 261.9302 | 5752.6856 | 9.1079 | 8.7372 | 8.2208 | 7.6379 | 6.9937 | 6.3635 | 5.4964 | 4.7668 | 3.9614 | 3.366 | 2.892 | 2.8094 | 2.7962 | 2.547 | 2.4515 | 2.4547 | 2.5082 | 2.57 | 2.6036 | 2.6514 | 2.6766 | 2.7457 | 2.7878 | 2.8328 | 3.0444
(C) Induction Range FS | Baseline competed | New England, Mid Atlantic, East North Central, West North Central, South Atlantic, East South Central, West South Central, Mountain, Pacific | Commercial (New), Commercial (Existing) | Cooking | 999 | 999 | 261.9302 | 5752.6856 | 0 | 0 | 0 | 0 | 0 | 0 | 0 | 0 | 0 | 0 | 0 | 0 | 0 | 0 | 0 | 0 | 0 | 0 | 0 | 0 | 0 | 0 | 0 | 0 | 0
(C) Induction Range FS | Efficient competed | New England, Mid Atlantic, East North Central, West North Central, South Atlantic, East South Central, West South Central, Mountain, Pacific | Commercial (New), Commercial (Existing) | Cooking | 999 | 999 | 261.9302 | 5752.6856 | 0 | 0 | 0 | 0 | 0 | 0 | 0 | 0 | 0 | 0 | 0 | 0 | 0 | 0 | 0 | 0 | 0 | 0 | 0 | 0 | 0 | 0 | 0 | 0 | 0
(C) Induction Range TS | Baseline uncompeted | New England, Mid Atlantic, East North Central, West North Central, South Atlantic, East South Central, West South Central, Mountain, Pacific | Commercial (New), Commercial (Existing) | Cooking | -29.1237 | 999 | 1102.7906 | 16171.5691 | 3.1825 | 2.8311 | 2.5693 | 2.368 | 2.1935 | 2.0337 | 1.7024 | 1.5134 | 1.3576 | 1.3107 | 1.3001 | 1.2766 | 1.2492 | 1.1351 | 1.0713 | 1.0583 | 1.0668 | 1.0748 | 1.0731 | 1.0764 | 1.0771 | 1.0865 | 1.0886 | 1.0904 | 1.143
(C) Induction Range TS | Efficient uncompeted | New England, Mid Atlantic, East North Central, West North Central, South Atlantic, East South Central, West South Central, Mountain, Pacific | Commercial (New), Commercial (Existing) | Cooking | -29.1237 | 999 | 1102.7906 | 16171.5691 | 3.1257 | 2.7305 | 2.4335 | 2.2025 | 2.0037 | 1.8245 | 1.4999 | 1.3096 | 1.1535 | 1.0936 | 1.0791 | 1.0595 | 1.0369 | 0.9421 | 0.88922 | 0.87843 | 0.88543 | 0.89211 | 0.89064 | 0.89342 | 0.89399 | 0.90176 | 0.90353 | 0.90506 | 0.94865
(C) Induction Range TS | Baseline competed | New England, Mid Atlantic, East North Central, West North Central, South Atlantic, East South Central, West South Central, Mountain, Pacific | Commercial (New), Commercial (Existing) | Cooking | -29.1237 | 999 | 1102.7906 | 16171.5691 | 0 | 0 | 0 | 0 | 0 | 0 | 0 | 0 | 0 | 0 | 0 | 0 | 0 | 0 | 0 | 0 | 0 | 0 | 0 | 0 | 0 | 0 | 0 | 0 | 0
(C) Induction Range TS | Efficient competed | New England, Mid Atlantic, East North Central, West North Central, South Atlantic, East South Central, West South Central, Mountain, Pacific | Commercial (New), Commercial (Existing) | Cooking | -29.1237 | 999 | 1102.7906 | 16171.5691 | 0 | 0 | 0 | 0 | 0 | 0 | 0 | 0 | 0 | 0 | 0 | 0 | 0 | 0 | 0 | 0 | 0 | 0 | 0 | 0 | 0 | 0 | 0 | 0 | 0
(C) Min. Efficiency HP FS (RTU, NG Heat) | Baseline uncompeted | New England, Mid Atlantic, East North Central, West North Central, South Atlantic, East South Central, West South Central, Mountain, Pacific | Commercial (New), Commercial (Existing) | Heating (Equip.), Cooling (Equip.), Ventilation | 999 | 999 | 0.4971 | 10.1253 | 34.4617 | 33.3464 | 32.4373 | 31.6411 | 31.2489 | 30.4605 | 28.9945 | 28.1178 | 27.4167 | 27.3299 | 27.4567 | 27.4849 | 27.5002 | 26.9513 | 26.7337 | 26.7817 | 26.9347 | 27.0876 | 27.2016 | 27.3598 | 27.4729 | 27.6338 | 27.7389 | 27.8397 | 28.2817
(C) Min. Efficiency HP FS (RTU, NG Heat) | Efficient uncompeted | New England, Mid Atlantic, East North Central, West North Central, South Atlantic, East South Central, West South Central, Mountain, Pacific | Commercial (New), Commercial (Existing) | Heating (Equip.), Cooling (Equip.), Ventilation | 999 | 999 | 0.4971 | 10.1253 | 33.7722 | 31.8239 | 30.0463 | 28.3294 | 27.0336 | 25.2859 | 22.5304 | 20.5759 | 18.7588 | 17.6779 | 16.8893 | 16.0206 | 15.1094 | 13.4454 | 12.1984 | 11.3937 | 10.8229 | 10.4127 | 10.1874 | 10.3001 | 10.4789 | 10.7361 | 10.9012 | 11.0715 | 11.8988
(C) Min. Efficiency HP FS (RTU, NG Heat) | Baseline competed | New England, Mid Atlantic, East North Central, West North Central, South Atlantic, East South Central, West South Central, Mountain, Pacific | Commercial (New), Commercial (Existing) | Heating (Equip.), Cooling (Equip.), Ventilation | 999 | 999 | 0.4971 | 10.1253 | 0 | 0 | 0 | 0 | 0 | 0 | 0 | 0 | 0 | 0 | 0 | 0 | 0 | 0 | 0 | 0 | 0 | 0 | 0 | 0 | 0 | 0 | 0 | 0 | 0
(C) Min. Efficiency HP FS (RTU, NG Heat) | Efficient competed | New England, Mid Atlantic, East North Central, West North Central, South Atlantic, East South Central, West South Central, Mountain, Pacific | Commercial (New), Commercial (Existing) | Heating (Equip.), Cooling (Equip.), Ventilation | 999 | 999 | 0.4971 | 10.1253 | 0 | 0 | 0 | 0 | 0 | 0 | 0 | 0 | 0 | 0 | 0 | 0 | 0 | 0 | 0 | 0 | 0 | 0 | 0 | 0 | 0 | 0 | 0 | 0 | 0
(C) Ref. Case ASHP (RTU) | Baseline uncompeted | New England, Mid Atlantic, East North Central, West North Central, South Atlantic, East South Central, West South Central, Mountain, Pacific | Commercial (New), Commercial (Existing) | Heating (Equip.), Cooling (Equip.), Ventilation | -26.7853 | 999 | 1376.6794 | 19119.6745 | 4.7564 | 4.2272 | 3.7761 | 3.4987 | 3.2937 | 3.0462 | 2.594 | 2.2803 | 2.055 | 1.9803 | 1.952 | 1.9046 | 1.857 | 1.6703 | 1.5837 | 1.5658 | 1.575 | 1.5857 | 1.5837 | 1.5918 | 1.5965 | 1.6172 | 1.6258 | 1.6333 | 1.7354
(C) Ref. Case ASHP (RTU) | Efficient uncompeted | New England, Mid Atlantic, East North Central, West North Central, South Atlantic, East South Central, West South Central, Mountain, Pacific | Commercial (New), Commercial (Existing) | Heating (Equip.), Cooling (Equip.), Ventilation | -26.7853 | 999 | 1376.6794 | 19119.6745 | 4.7533 | 4.2053 | 3.7551 | 3.4783 | 3.2732 | 3.0266 | 2.5768 | 2.2647 | 2.0401 | 1.9653 | 1.9368 | 1.8894 | 1.8419 | 1.6567 | 1.571 | 1.5537 | 1.5632 | 1.5742 | 1.5726 | 1.5809 | 1.5859 | 1.6068 | 1.6157 | 1.6235 | 1.7247
(C) Ref. Case ASHP (RTU) | Baseline competed | New England, Mid Atlantic, East North Central, West North Central, South Atlantic, East South Central, West South Central, Mountain, Pacific | Commercial (New), Commercial (Existing) | Heating (Equip.), Cooling (Equip.), Ventilation | -26.7853 | 999 | 1376.6794 | 19119.6745 | 4.7564 | 4.2272 | 3.7761 | 3.4987 | 3.2937 | 3.0462 | 2.594 | 2.2803 | 2.055 | 1.9803 | 1.952 | 1.9046 | 1.857 | 1.6703 | 1.5837 | 1.5658 | 1.575 | 1.5857 | 1.5837 | 1.5918 | 1.5965 | 1.6172 | 1.6258 | 1.6333 | 1.7354
(C) Ref. Case ASHP (RTU) | Efficient competed | New England, Mid Atlantic, East North Central, West North Central, South Atlantic, East South Central, West South Central, Mountain, Pacific | Commercial (New), Commercial (Existing) | Heating (Equip.), Cooling (Equip.), Ventilation | -26.7853 | 999 | 1376.6794 | 19119.6745 | 4.7533 | 4.2053 | 3.7551 | 3.4783 | 3.2732 | 3.0266 | 2.5768 | 2.2647 | 2.0401 | 1.9653 | 1.9368 | 1.8894 | 1.8419 | 1.6567 | 1.571 | 1.5537 | 1.5632 | 1.5742 | 1.5726 | 1.5809 | 1.5859 | 1.6068 | 1.6157 | 1.6235 | 1.7247
(C) Ref. Case Electric Other | Baseline uncompeted | New England, Mid Atlantic, East North Central, West North Central, South Atlantic, East South Central, West South Central, Mountain, Pacific | Commercial (New), Commercial (Existing) | Other | 999 | 999 | 999 | 999 | 72.3267 | 63.6439 | 57.5385 | 53.5143 | 51.6127 | 48.6476 | 42.116 | 37.6 | 32.7763 | 31.4183 | 31.1413 | 30.5918 | 30.2057 | 27.0366 | 25.7845 | 25.6668 | 25.9034 | 26.1723 | 26.1131 | 26.2556 | 26.2718 | 26.7065 | 26.9186 | 26.991 | 28.3424
(C) Ref. Case Electric Other | Efficient uncompeted | New England, Mid Atlantic, East North Central, West North Central, South Atlantic, East South Central, West South Central, Mountain, Pacific | Commercial (New), Commercial (Existing) | Other | 999 | 999 | 999 | 999 | 72.3267 | 63.6439 | 57.5385 | 53.5143 | 51.6127 | 48.6476 | 42.116 | 37.6 | 32.7763 | 31.4183 | 31.1413 | 30.5918 | 30.2057 | 27.0366 | 25.7845 | 25.6668 | 25.9034 | 26.1723 | 26.1131 | 26.2556 | 26.2718 | 26.7065 | 26.9186 | 26.991 | 28.3424
(C) Ref. Case Electric Other | Baseline competed | New England, Mid Atlantic, East North Central, West North Central, South Atlantic, East South Central, West South Central, Mountain, Pacific | Commercial (New), Commercial (Existing) | Other | 999 | 999 | 999 | 999 | 72.3267 | 63.6439 | 57.5385 | 53.5143 | 51.6127 | 48.6476 | 42.116 | 37.6001 | 32.7763 | 31.4183 | 31.1413 | 30.5918 | 30.2057 | 27.0366 | 25.7845 | 25.6668 | 25.9034 | 26.1723 | 26.1131 | 26.2556 | 26.2718 | 26.7065 | 26.9186 | 26.991 | 28.3424
(C) Ref. Case Electric Other | Efficient competed | New England, Mid Atlantic, East North Central, West North Central, South Atlantic, East South Central, West South Central, Mountain, Pacific | Commercial (New), Commercial (Existing) | Other | 999 | 999 | 999 | 999 | 72.3267 | 63.6439 | 57.5385 | 53.5143 | 51.6127 | 48.6476 | 42.116 | 37.6001 | 32.7763 | 31.4183 | 31.1413 | 30.5918 | 30.2057 | 27.0366 | 25.7845 | 25.6668 | 25.9034 | 26.1723 | 26.1131 | 26.2556 | 26.2718 | 26.7065 | 26.9186 | 26.991 | 28.3424
(C) Ref. Case Electric Range | Baseline uncompeted | New England, Mid Atlantic, East North Central, West North Central, South Atlantic, East South Central, West South Central, Mountain, Pacific | Commercial (New), Commercial (Existing) | Cooking | 999 | 0 | 999 | 999 | 3.1825 | 2.8311 | 2.5693 | 2.368 | 2.1935 | 2.0337 | 1.7024 | 1.5134 | 1.3576 | 1.3107 | 1.3001 | 1.2766 | 1.2492 | 1.1351 | 1.0713 | 1.0583 | 1.0668 | 1.0748 | 1.0731 | 1.0764 | 1.0771 | 1.0865 | 1.0886 | 1.0904 | 1.143
(C) Ref. Case Electric Range | Efficient uncompeted | New England, Mid Atlantic, East North Central, West North Central, South Atlantic, East South Central, West South Central, Mountain, Pacific | Commercial (New), Commercial (Existing) | Cooking | 999 | 0 | 999 | 999 | 3.1825 | 2.8311 | 2.5693 | 2.368 | 2.1935 | 2.0337 | 1.7024 | 1.5134 | 1.3576 | 1.3107 | 1.3001 | 1.2766 | 1.2492 | 1.1351 | 1.0713 | 1.0583 | 1.0668 | 1.0748 | 1.0731 | 1.0764 | 1.0771 | 1.0865 | 1.0886 | 1.0904 | 1.143
(C) Ref. Case Electric Range | Baseline competed | New England, Mid Atlantic, East North Central, West North Central, South Atlantic, East South Central, West South Central, Mountain, Pacific | Commercial (New), Commercial (Existing) | Cooking | 999 | 0 | 999 | 999 | 3.1825 | 2.8311 | 2.5693 | 2.368 | 2.1935 | 2.0337 | 1.7024 | 1.5134 | 1.3576 | 1.3107 | 1.3001 | 1.2766 | 1.2492 | 1.1351 | 1.0713 | 1.0583 | 1.0668 | 1.0748 | 1.0731 | 1.0764 | 1.0771 | 1.0865 | 1.0886 | 1.0904 | 1.143
(C) Ref. Case Electric Range | Efficient competed | New England, Mid Atlantic, East North Central, West North Central, South Atlantic, East South Central, West South Central, Mountain, Pacific | Commercial (New), Commercial (Existing) | Cooking | 999 | 0 | 999 | 999 | 3.1825 | 2.8311 | 2.5693 | 2.368 | 2.1935 | 2.0337 | 1.7024 | 1.5134 | 1.3576 | 1.3107 | 1.3001 | 1.2766 | 1.2492 | 1.1351 | 1.0713 | 1.0583 | 1.0668 | 1.0748 | 1.0731 | 1.0764 | 1.0771 | 1.0865 | 1.0886 | 1.0904 | 1.143
(C) Ref. Case Fossil Other | Baseline uncompeted | New England, Mid Atlantic, East North Central, West North Central, South Atlantic, East South Central, West South Central, Mountain, Pacific | Commercial (New), Commercial (Existing) | Other | 999 | 0 | 999 | 999 | 56.3588 | 56.964 | 56.9362 | 56.9237 | 56.8758 | 56.8873 | 56.9433 | 57.0551 | 57.111 | 57.2588 | 57.4634 | 57.6559 | 57.9696 | 58.2412 | 58.4846 | 58.6609 | 58.8405 | 59.031 | 59.2305 | 59.4275 | 59.6011 | 59.7716 | 59.9477 | 60.1211 | 60.2885
(C) Ref. Case Fossil Other | Efficient uncompeted | New England, Mid Atlantic, East North Central, West North Central, South Atlantic, East South Central, West South Central, Mountain, Pacific | Commercial (New), Commercial (Existing) | Other | 999 | 0 | 999 | 999 | 56.3588 | 56.964 | 56.9362 | 56.9237 | 56.8758 | 56.8873 | 56.9433 | 57.0551 | 57.111 | 57.2588 | 57.4634 | 57.6559 | 57.9696 | 58.2412 | 58.4846 | 58.6609 | 58.8405 | 59.031 | 59.2305 | 59.4275 | 59.6011 | 59.7716 | 59.9477 | 60.1211 | 60.2885
(C) Ref. Case Fossil Other | Baseline competed | New England, Mid Atlantic, East North Central, West North Central, South Atlantic, East South Central, West South Central, Mountain, Pacific | Commercial (New), Commercial (Existing) | Other | 999 | 0 | 999 | 999 | 56.3588 | 56.964 | 56.9362 | 56.9237 | 56.8758 | 56.8873 | 56.9433 | 57.0551 | 57.111 | 57.2588 | 57.4634 | 57.6559 | 57.9696 | 58.2412 | 58.4846 | 58.6609 | 58.8405 | 59.031 | 59.2305 | 59.4275 | 59.6011 | 59.7716 | 59.9477 | 60.1211 | 60.2885
(C) Ref. Case Fossil Other | Efficient competed | New England, Mid Atlantic, East North Central, West North Central, South Atlantic, East South Central, West South Central, Mountain, Pacific | Commercial (New), Commercial (Existing) | Other | 999 | 0 | 999 | 999 | 56.3588 | 56.964 | 56.9362 | 56.9237 | 56.8758 | 56.8873 | 56.9433 | 57.0551 | 57.111 | 57.2588 | 57.4634 | 57.6559 | 57.9696 | 58.2412 | 58.4846 | 58.6609 | 58.8405 | 59.031 | 59.2305 | 59.4275 | 59.6011 | 59.7716 | 59.9477 | 60.1211 | 60.2885
(C) Ref. Case GSHP | Baseline uncompeted | New England, Mid Atlantic, East North Central, West North Central, South Atlantic, East South Central, West South Central, Mountain, Pacific | Commercial (New), Commercial (Existing) | Heating (Equip.), Cooling (Equip.), Ventilation | 999 | 999 | 999 | 999 | 0.095573 | 0.080044 | 0.07048 | 0.0631 | 0.058875 | 0.052248 | 0.041002 | 0.034558 | 0.030638 | 0.028737 | 0.027423 | 0.026013 | 0.024604 | 0.021523 | 0.019686 | 0.018931 | 0.018357 | 0.017826 | 0.017224 | 0.016731 | 0.016378 | 0.015999 | 0.015573 | 0.015045 | 0.015177
(C) Ref. Case GSHP | Efficient uncompeted | New England, Mid Atlantic, East North Central, West North Central, South Atlantic, East South Central, West South Central, Mountain, Pacific | Commercial (New), Commercial (Existing) | Heating (Equip.), Cooling (Equip.), Ventilation | 999 | 999 | 999 | 999 | 0.096394 | 0.081457 | 0.072367 | 0.065394 | 0.06153 | 0.055145 | 0.043644 | 0.037133 | 0.033225 | 0.031445 | 0.030042 | 0.02851 | 0.026983 | 0.023604 | 0.021597 | 0.020777 | 0.020159 | 0.019584 | 0.018934 | 0.018399 | 0.01801 | 0.0176 | 0.017138 | 0.016566 | 0.01669
(C) Ref. Case GSHP | Baseline competed | New England, Mid Atlantic, East North Central, West North Central, South Atlantic, East South Central, West South Central, Mountain, Pacific | Commercial (New), Commercial (Existing) | Heating (Equip.), Cooling (Equip.), Ventilation | 999 | 999 | 999 | 999 | 0.095573 | 0.080044 | 0.07048 | 0.0631 | 0.058875 | 0.052248 | 0.041002 | 0.034558 | 0.030638 | 0.028737 | 0.027423 | 0.026013 | 0.024604 | 0.021523 | 0.019686 | 0.018931 | 0.018357 | 0.017826 | 0.017224 | 0.016731 | 0.016378 | 0.015999 | 0.015573 | 0.015045 | 0.015177
(C) Ref. Case GSHP | Efficient competed | New England, Mid Atlantic, East North Central, West North Central, South Atlantic, East South Central, West South Central, Mountain, Pacific | Commercial (New), Commercial (Existing) | Heating (Equip.), Cooling (Equip.), Ventilation | 999 | 999 | 999 | 999 | 0.096394 | 0.081457 | 0.072367 | 0.065394 | 0.06153 | 0.055145 | 0.043644 | 0.037133 | 0.033225 | 0.031445 | 0.030042 | 0.02851 | 0.026983 | 0.023604 | 0.021597 | 0.020777 | 0.020159 | 0.019584 | 0.018934 | 0.018399 | 0.01801 | 0.0176 | 0.017138 | 0.016566 | 0.01669
(C) Ref. Case Gas Range | Baseline uncompeted | New England, Mid Atlantic, East North Central, West North Central, South Atlantic, East South Central, West South Central, Mountain, Pacific | Commercial (New), Commercial (Existing) | Cooking | 999 | 0 | 999 | 999 | 9.419 | 9.4946 | 9.4998 | 9.4471 | 9.3715 | 9.3068 | 9.2792 | 9.3025 | 9.3313 | 9.3835 | 9.4493 | 9.5158 | 9.6139 | 9.7082 | 9.787 | 9.8537 | 9.9157 | 9.9811 | 10.0491 | 10.1184 | 10.1782 | 10.2355 | 10.2936 | 10.3495 | 10.403
(C) Ref. Case Gas Range | Efficient uncompeted | New England, Mid Atlantic, East North Central, West North Central, South Atlantic, East South Central, West South Central, Mountain, Pacific | Commercial (New), Commercial (Existing) | Cooking | 999 | 0 | 999 | 999 | 9.419 | 9.4946 | 9.4998 | 9.4471 | 9.3715 | 9.3068 | 9.2792 | 9.3025 | 9.3313 | 9.3835 | 9.4493 | 9.5158 | 9.6139 | 9.7082 | 9.787 | 9.8537 | 9.9157 | 9.9811 | 10.0491 | 10.1184 | 10.1782 | 10.2355 | 10.2936 | 10.3495 | 10.403
(C) Ref. Case Gas Range | Baseline competed | New England, Mid Atlantic, East North Central, West North Central, South Atlantic, East South Central, West South Central, Mountain, Pacific | Commercial (New), Commercial (Existing) | Cooking | 999 | 0 | 999 | 999 | 9.419 | 9.4946 | 9.4998 | 9.4471 | 9.3715 | 9.3068 | 9.2792 | 9.3025 | 9.3313 | 9.3835 | 9.4493 | 9.5158 | 9.6139 | 9.7082 | 9.787 | 9.8537 | 9.9157 | 9.9811 | 10.0491 | 10.1184 | 10.1782 | 10.2355 | 10.2936 | 10.3495 | 10.403
(C) Ref. Case Gas Range | Efficient competed | New England, Mid Atlantic, East North Central, West North Central, South Atlantic, East South Central, West South Central, Mountain, Pacific | Commercial (New), Commercial (Existing) | Cooking | 999 | 0 | 999 | 999 | 9.419 | 9.4946 | 9.4998 | 9.4471 | 9.3715 | 9.3068 | 9.2792 | 9.3025 | 9.3313 | 9.3835 | 9.4493 | 9.5158 | 9.6139 | 9.7082 | 9.787 | 9.8537 | 9.9157 | 9.9811 | 10.0491 | 10.1184 | 10.1782 | 10.2355 | 10.2936 | 10.3495 | 10.403
(C) Ref. Case Gas WH | Baseline uncompeted | New England, Mid Atlantic, East North Central, West North Central, South Atlantic, East South Central, West South Central, Mountain, Pacific | Commercial (New), Commercial (Existing) | Water Heating | 999 | 0 | 999 | 999 | 4.8504 | 4.9037 | 4.9239 | 4.9123 | 4.8879 | 4.8689 | 4.8712 | 4.9014 | 4.9562 | 5.0173 | 5.0785 | 5.1328 | 5.1856 | 5.2408 | 5.2974 | 5.3533 | 5.4078 | 5.4646 | 5.5237 | 5.5853 | 5.6416 | 5.6965 | 5.7518 | 5.8061 | 5.8595
(C) Ref. Case Gas WH | Efficient uncompeted | New England, Mid Atlantic, East North Central, West North Central, South Atlantic, East South Central, West South Central, Mountain, Pacific | Commercial (New), Commercial (Existing) | Water Heating | 999 | 0 | 999 | 999 | 4.8504 | 4.9037 | 4.9239 | 4.9123 | 4.8879 | 4.8689 | 4.8712 | 4.9014 | 4.9562 | 5.0173 | 5.0785 | 5.1328 | 5.1856 | 5.2408 | 5.2974 | 5.3533 | 5.4078 | 5.4646 | 5.5237 | 5.5853 | 5.6416 | 5.6965 | 5.7518 | 5.8061 | 5.8595
(C) Ref. Case Gas WH | Baseline competed | New England, Mid Atlantic, East North Central, West North Central, South Atlantic, East South Central, West South Central, Mountain, Pacific | Commercial (New), Commercial (Existing) | Water Heating | 999 | 0 | 999 | 999 | 4.8504 | 4.9037 | 4.9239 | 4.9123 | 4.8879 | 4.8689 | 4.8712 | 4.9014 | 4.9562 | 5.0173 | 5.0785 | 5.1328 | 5.1856 | 5.2408 | 5.2974 | 5.3533 | 5.4078 | 5.4646 | 5.5237 | 5.5853 | 5.6416 | 5.6965 | 5.7518 | 5.8061 | 5.8595
(C) Ref. Case Gas WH | Efficient competed | New England, Mid Atlantic, East North Central, West North Central, South Atlantic, East South Central, West South Central, Mountain, Pacific | Commercial (New), Commercial (Existing) | Water Heating | 999 | 0 | 999 | 999 | 4.8504 | 4.9037 | 4.9239 | 4.9123 | 4.8879 | 4.8689 | 4.8712 | 4.9014 | 4.9562 | 5.0173 | 5.0785 | 5.1328 | 5.1856 | 5.2408 | 5.2974 | 5.3533 | 5.4078 | 5.4646 | 5.5237 | 5.5853 | 5.6416 | 5.6965 | 5.7518 | 5.8061 | 5.8595
(C) Ref. Case Lighting | Baseline uncompeted | New England, Mid Atlantic, East North Central, West North Central, South Atlantic, East South Central, West South Central, Mountain, Pacific | Commercial (New), Commercial (Existing) | Lighting | 999 | 0 | 999 | 999 | 19.7717 | 17.4624 | 15.9084 | 14.6887 | 13.9916 | 12.7947 | 10.8047 | 9.5751 | 8.4957 | 8.1222 | 8.0167 | 7.8541 | 7.6589 | 6.888 | 6.4923 | 6.4165 | 6.467 | 6.5311 | 6.5461 | 6.6092 | 6.6607 | 6.7736 | 6.829 | 6.8885 | 7.3146
(C) Ref. Case Lighting | Efficient uncompeted | New England, Mid Atlantic, East North Central, West North Central, South Atlantic, East South Central, West South Central, Mountain, Pacific | Commercial (New), Commercial (Existing) | Lighting | 999 | 0 | 999 | 999 | 19.7717 | 17.4624 | 15.9084 | 14.6887 | 13.9916 | 12.7947 | 10.8047 | 9.5751 | 8.4957 | 8.1222 | 8.0167 | 7.8541 | 7.6589 | 6.888 | 6.4923 | 6.4165 | 6.467 | 6.5311 | 6.5461 | 6.6092 | 6.6607 | 6.7736 | 6.829 | 6.8885 | 7.3146
(C) Ref. Case Lighting | Baseline competed | New England, Mid Atlantic, East North Central, West North Central, South Atlantic, East South Central, West South Central, Mountain, Pacific | Commercial (New), Commercial (Existing) | Lighting | 999 | 0 | 999 | 999 | 17.4712 | 15.4282 | 14.0555 | 12.9779 | 12.3679 | 11.3091 | 9.5548 | 8.468 | 7.5149 | 7.1851 | 7.1707 | 7.0905 | 6.9692 | 6.3116 | 5.9843 | 5.9449 | 6.0185 | 6.1028 | 6.139 | 6.2256 | 6.2968 | 6.4236 | 6.4939 | 6.5661 | 6.9875
(C) Ref. Case Lighting | Efficient competed | New England, Mid Atlantic, East North Central, West North Central, South Atlantic, East South Central, West South Central, Mountain, Pacific | Commercial (New), Commercial (Existing) | Lighting | 999 | 0 | 999 | 999 | 17.4712 | 15.4282 | 14.0555 | 12.9779 | 12.3679 | 11.3091 | 9.5548 | 8.468 | 7.5149 | 7.1851 | 7.1707 | 7.0905 | 6.9692 | 6.3116 | 5.9843 | 5.9449 | 6.0185 | 6.1028 | 6.139 | 6.2256 | 6.2968 | 6.4236 | 6.4939 | 6.5661 | 6.9875
(C) Ref. Case Misc. Electric Appliances | Baseline uncompeted | New England, Mid Atlantic, East North Central, West North Central, South Atlantic, East South Central, West South Central, Mountain, Pacific | Commercial (New), Commercial (Existing) | Other | 999 | 0 | 999 | 999 | 22.8597 | 20.4208 | 18.8257 | 17.6252 | 17.1644 | 16.2379 | 14.0438 | 12.7812 | 11.5809 | 11.3313 | 11.4612 | 11.5116 | 11.551 | 10.6416 | 10.3262 | 10.4672 | 10.8191 | 11.2056 | 11.4927 | 11.8752 | 12.2335 | 12.7359 | 13.1405 | 13.5572 | 14.7731
(C) Ref. Case Misc. Electric Appliances | Efficient uncompeted | New England, Mid Atlantic, East North Central, West North Central, South Atlantic, East South Central, West South Central, Mountain, Pacific | Commercial (New), Commercial (Existing) | Other | 999 | 0 | 999 | 999 | 22.8597 | 20.4208 | 18.8257 | 17.6252 | 17.1644 | 16.2379 | 14.0438 | 12.7812 | 11.5809 | 11.3313 | 11.4612 | 11.5116 | 11.551 | 10.6416 | 10.3262 | 10.4672 | 10.8191 | 11.2056 | 11.4927 | 11.8752 | 12.2335 | 12.7359 | 13.1405 | 13.5572 | 14.7731
(C) Ref. Case Misc. Electric Appliances | Baseline competed | New England, Mid Atlantic, East North Central, West North Central, South Atlantic, East South Central, West South Central, Mountain, Pacific | Commercial (New), Commercial (Existing) | Other | 999 | 0 | 999 | 999 | 22.8597 | 20.4208 | 18.8257 | 17.6252 | 17.1644 | 16.2379 | 14.0438 | 12.7812 | 11.5809 | 11.3313 | 11.4612 | 11.5116 | 11.551 | 10.6416 | 10.3262 | 10.4672 | 10.8192 | 11.2056 | 11.4927 | 11.8752 | 12.2335 | 12.7359 | 13.1405 | 13.5572 | 14.7731
(C) Ref. Case Misc. Electric Appliances | Efficient competed | New England, Mid Atlantic, East North Central, West North Central, South Atlantic, East South Central, West South Central, Mountain, Pacific | Commercial (New), Commercial (Existing) | Other | 999 | 0 | 999 | 999 | 22.8597 | 20.4208 | 18.8257 | 17.6252 | 17.1644 | 16.2379 | 14.0438 | 12.7812 | 11.5809 | 11.3313 | 11.4612 | 11.5116 | 11.551 | 10.6416 | 10.3262 | 10.4672 | 10.8192 | 11.2056 | 11.4927 | 11.8752 | 12.2335 | 12.7359 | 13.1405 | 13.5572 | 14.7731
(C) Ref. Case NG Boiler & Chiller | Baseline uncompeted | New England, Mid Atlantic, East North Central, West North Central, South Atlantic, East South Central, West South Central, Mountain, Pacific | Commercial (New), Commercial (Existing) | Heating (Equip.), Cooling (Equip.), Ventilation | -10.108 | 999 | 246.2305 | 3785.5737 | 24.9597 | 23.1447 | 21.7144 | 20.5069 | 19.8327 | 18.7264 | 16.9654 | 15.7728 | 14.7365 | 14.3275 | 14.1529 | 13.911 | 13.6463 | 12.8493 | 12.4066 | 12.2616 | 12.2456 | 12.2423 | 12.2033 | 12.2177 | 12.2193 | 12.2854 | 12.3034 | 12.3316 | 12.7436
(C) Ref. Case NG Boiler & Chiller | Efficient uncompeted | New England, Mid Atlantic, East North Central, West North Central, South Atlantic, East South Central, West South Central, Mountain, Pacific | Commercial (New), Commercial (Existing) | Heating (Equip.), Cooling (Equip.), Ventilation | -10.108 | 999 | 246.2305 | 3785.5737 | 24.9081 | 23.048 | 21.5791 | 20.3356 | 19.6244 | 18.4902 | 16.7177 | 15.5126 | 14.4576 | 14.0225 | 13.82 | 13.5526 | 13.2646 | 12.4586 | 12.0094 | 11.8605 | 11.844 | 11.8421 | 11.8037 | 11.8179 | 11.8186 | 11.8845 | 11.9023 | 11.9304 | 12.3406
(C) Ref. Case NG Boiler & Chiller | Baseline competed | New England, Mid Atlantic, East North Central, West North Central, South Atlantic, East South Central, West South Central, Mountain, Pacific | Commercial (New), Commercial (Existing) | Heating (Equip.), Cooling (Equip.), Ventilation | -10.108 | 999 | 246.2305 | 3785.5737 | 24.9597 | 23.1447 | 21.7144 | 20.5069 | 19.8327 | 18.7264 | 16.9654 | 15.7728 | 14.7365 | 14.3275 | 14.1529 | 13.911 | 13.6463 | 12.8493 | 12.4066 | 12.2616 | 12.2456 | 12.2423 | 12.2033 | 12.2177 | 12.2193 | 12.2854 | 12.3034 | 12.3316 | 12.7436
(C) Ref. Case NG Boiler & Chiller | Efficient competed | New England, Mid Atlantic, East North Central, West North Central, South Atlantic, East South Central, West South Central, Mountain, Pacific | Commercial (New), Commercial (Existing) | Heating (Equip.), Cooling (Equip.), Ventilation | -10.108 | 999 | 246.2305 | 3785.5737 | 24.9081 | 23.048 | 21.5791 | 20.3356 | 19.6244 | 18.4902 | 16.7177 | 15.5126 | 14.4576 | 14.0225 | 13.82 | 13.5526 | 13.2646 | 12.4586 | 12.0094 | 11.8605 | 11.844 | 11.8421 | 11.8037 | 11.8179 | 11.8186 | 11.8845 | 11.9023 | 11.9304 | 12.3406
(C) Ref. Case NG Furnace & AC | Baseline uncompeted | New England, Mid Atlantic, East North Central, West North Central, South Atlantic, East South Central, West South Central, Mountain, Pacific | Commercial (New), Commercial (Existing) | Heating (Equip.), Cooling (Equip.), Ventilation | -8.4455 | 78.2626 | 97.2544 | 1763.5185 | 4.8174 | 4.5721 | 4.3968 | 4.2487 | 4.2171 | 4.0839 | 3.7646 | 3.5863 | 3.4308 | 3.4235 | 3.4665 | 3.4944 | 3.5152 | 3.4117 | 3.3718 | 3.4086 | 3.4787 | 3.5467 | 3.6066 | 3.6762 | 3.7455 | 3.828 | 3.9033 | 3.9798 | 4.1283
(C) Ref. Case NG Furnace & AC | Efficient uncompeted | New England, Mid Atlantic, East North Central, West North Central, South Atlantic, East South Central, West South Central, Mountain, Pacific | Commercial (New), Commercial (Existing) | Heating (Equip.), Cooling (Equip.), Ventilation | -8.4455 | 78.2626 | 97.2544 | 1763.5185 | 4.8029 | 4.5438 | 4.3553 | 4.195 | 4.1518 | 4.0078 | 3.6797 | 3.4914 | 3.325 | 3.3068 | 3.339 | 3.3564 | 3.367 | 3.254 | 3.2051 | 3.2328 | 3.2944 | 3.3555 | 3.4117 | 3.4803 | 3.5493 | 3.6323 | 3.7081 | 3.7852 | 3.9332
(C) Ref. Case NG Furnace & AC | Baseline competed | New England, Mid Atlantic, East North Central, West North Central, South Atlantic, East South Central, West South Central, Mountain, Pacific | Commercial (New), Commercial (Existing) | Heating (Equip.), Cooling (Equip.), Ventilation | -8.4455 | 78.2626 | 97.2544 | 1763.5185 | 4.8174 | 4.5721 | 4.3968 | 4.2487 | 4.2171 | 4.0839 | 3.7646 | 3.5863 | 3.4308 | 3.4235 | 3.4665 | 3.4944 | 3.5152 | 3.4117 | 3.3718 | 3.4086 | 3.4787 | 3.5467 | 3.6066 | 3.6762 | 3.7455 | 3.828 | 3.9033 | 3.9798 | 4.1283
(C) Ref. Case NG Furnace & AC | Efficient competed | New England, Mid Atlantic, East North Central, West North Central, South Atlantic, East South Central, West South Central, Mountain, Pacific | Commercial (New), Commercial (Existing) | Heating (Equip.), Cooling (Equip.), Ventilation | -8.4455 | 78.2626 | 97.2544 | 1763.5185 | 4.8029 | 4.5438 | 4.3553 | 4.195 | 4.1518 | 4.0078 | 3.6797 | 3.4914 | 3.325 | 3.3068 | 3.339 | 3.3564 | 3.367 | 3.254 | 3.2051 | 3.2328 | 3.2944 | 3.3555 | 3.4117 | 3.4803 | 3.5493 | 3.6323 | 3.7081 | 3.7852 | 3.9332
(C) Ref. Case Other Fossil Boiler & Chiller | Baseline uncompeted | New England, Mid Atlantic, East North Central, West North Central, South Atlantic, East South Central, West South Central, Mountain, Pacific | Commercial (New), Commercial (Existing) | Heating (Equip.), Cooling (Equip.), Ventilation | 267.1845 | 0.37427 | 0.8162 | 10.8389 | 2.4815 | 2.3521 | 2.2451 | 2.1484 | 2.0817 | 2.0001 | 1.8653 | 1.7598 | 1.6585 | 1.5993 | 1.5573 | 1.511 | 1.4654 | 1.3845 | 1.3285 | 1.2941 | 1.2695 | 1.2481 | 1.2241 | 1.2035 | 1.1832 | 1.1688 | 1.1525 | 1.1375 | 1.15
(C) Ref. Case Other Fossil Boiler & Chiller | Efficient uncompeted | New England, Mid Atlantic, East North Central, West North Central, South Atlantic, East South Central, West South Central, Mountain, Pacific | Commercial (New), Commercial (Existing) | Heating (Equip.), Cooling (Equip.), Ventilation | 267.1845 | 0.37427 | 0.8162 | 10.8389 | 2.4776 | 2.3447 | 2.2345 | 2.1348 | 2.0651 | 1.981 | 1.8445 | 1.7374 | 1.6343 | 1.5732 | 1.5292 | 1.481 | 1.4337 | 1.3522 | 1.2967 | 1.2629 | 1.239 | 1.2182 | 1.1948 | 1.1748 | 1.155 | 1.1411 | 1.1252 | 1.1107 | 1.1235
(C) Ref. Case Other Fossil Boiler & Chiller | Baseline competed | New England, Mid Atlantic, East North Central, West North Central, South Atlantic, East South Central, West South Central, Mountain, Pacific | Commercial (New), Commercial (Existing) | Heating (Equip.), Cooling (Equip.), Ventilation | 267.1845 | 0.37427 | 0.8162 | 10.8389 | 2.4815 | 2.3521 | 2.2451 | 2.1484 | 2.0817 | 2.0001 | 1.8653 | 1.7598 | 1.6585 | 1.5993 | 1.5573 | 1.511 | 1.4654 | 1.3845 | 1.3285 | 1.2941 | 1.2695 | 1.2481 | 1.2241 | 1.2035 | 1.1832 | 1.1688 | 1.1525 | 1.1375 | 1.15
(C) Ref. Case Other Fossil Boiler & Chiller | Efficient competed | New England, Mid Atlantic, East North Central, West North Central, South Atlantic, East South Central, West South Central, Mountain, Pacific | Commercial (New), Commercial (Existing) | Heating (Equip.), Cooling (Equip.), Ventilation | 267.1845 | 0.37427 | 0.8162 | 10.8389 | 2.4776 | 2.3447 | 2.2345 | 2.1348 | 2.0651 | 1.981 | 1.8445 | 1.7374 | 1.6343 | 1.5732 | 1.5292 | 1.481 | 1.4337 | 1.3522 | 1.2967 | 1.2629 | 1.239 | 1.2182 | 1.1948 | 1.1748 | 1.155 | 1.1411 | 1.1252 | 1.1107 | 1.1235
(C) Ref. Case Other Fossil Furnace & AC | Baseline uncompeted | New England, Mid Atlantic, East North Central, West North Central, South Atlantic, East South Central, West South Central, Mountain, Pacific | Commercial (New), Commercial (Existing) | Heating (Equip.), Cooling (Equip.), Ventilation | -0.21 | 23.5898 | 72.7063 | 959.1518 | 1.5094 | 1.3953 | 1.3171 | 1.2571 | 1.2591 | 1.2096 | 1.0745 | 0.99641 | 0.92743 | 0.92435 | 0.94305 | 0.95625 | 0.96493 | 0.92063 | 0.90258 | 0.92084 | 0.95497 | 0.98738 | 1.0169 | 1.0497 | 1.0844 | 1.1247 | 1.1629 | 1.2019 | 1.2685
(C) Ref. Case Other Fossil Furnace & AC | Efficient uncompeted | New England, Mid Atlantic, East North Central, West North Central, South Atlantic, East South Central, West South Central, Mountain, Pacific | Commercial (New), Commercial (Existing) | Heating (Equip.), Cooling (Equip.), Ventilation | -0.21 | 23.5898 | 72.7063 | 959.1518 | 1.5076 | 1.3919 | 1.3125 | 1.2517 | 1.2527 | 1.2026 | 1.0678 | 0.98954 | 0.91978 | 0.91595 | 0.9339 | 0.9464 | 0.95452 | 0.90991 | 0.89173 | 0.90945 | 0.94298 | 0.97477 | 1.0037 | 1.0361 | 1.0702 | 1.1105 | 1.1488 | 1.1879 | 1.2539
(C) Ref. Case Other Fossil Furnace & AC | Baseline competed | New England, Mid Atlantic, East North Central, West North Central, South Atlantic, East South Central, West South Central, Mountain, Pacific | Commercial (New), Commercial (Existing) | Heating (Equip.), Cooling (Equip.), Ventilation | -0.21 | 23.5898 | 72.7063 | 959.1518 | 1.5094 | 1.3953 | 1.3171 | 1.2571 | 1.2591 | 1.2096 | 1.0745 | 0.99641 | 0.92743 | 0.92435 | 0.94305 | 0.95625 | 0.96493 | 0.92063 | 0.90258 | 0.92084 | 0.95498 | 0.98738 | 1.0169 | 1.0497 | 1.0844 | 1.1247 | 1.1629 | 1.2019 | 1.2685
(C) Ref. Case Other Fossil Furnace & AC | Efficient competed | New England, Mid Atlantic, East North Central, West North Central, South Atlantic, East South Central, West South Central, Mountain, Pacific | Commercial (New), Commercial (Existing) | Heating (Equip.), Cooling (Equip.), Ventilation | -0.21 | 23.5898 | 72.7063 | 959.1518 | 1.5076 | 1.3919 | 1.3125 | 1.2517 | 1.2527 | 1.2026 | 1.0678 | 0.98954 | 0.91978 | 0.91595 | 0.9339 | 0.9464 | 0.95452 | 0.90991 | 0.89173 | 0.90945 | 0.94298 | 0.97477 | 1.0037 | 1.0361 | 1.0702 | 1.1105 | 1.1488 | 1.1879 | 1.2539
(C) Ref. Case Plug Loads | Baseline uncompeted | New England, Mid Atlantic, East North Central, West North Central, South Atlantic, East South Central, West South Central, Mountain, Pacific | Commercial (New), Commercial (Existing) | Computers and Electronics | 999 | 0 | 999 | 999 | 7.7365 | 6.7246 | 6.0101 | 5.4555 | 5.1417 | 4.6923 | 3.9248 | 3.4671 | 3.028 | 2.8647 | 2.8148 | 2.7478 | 2.6739 | 2.4064 | 2.27 | 2.2322 | 2.2484 | 2.259 | 2.2476 | 2.2477 | 2.2453 | 2.256 | 2.2405 | 2.2211 | 2.3306
(C) Ref. Case Plug Loads | Efficient uncompeted | New England, Mid Atlantic, East North Central, West North Central, South Atlantic, East South Central, West South Central, Mountain, Pacific | Commercial (New), Commercial (Existing) | Computers and Electronics | 999 | 0 | 999 | 999 | 7.7365 | 6.7246 | 6.0101 | 5.4555 | 5.1417 | 4.6923 | 3.9248 | 3.4671 | 3.028 | 2.8647 | 2.8148 | 2.7478 | 2.6739 | 2.4064 | 2.27 | 2.2322 | 2.2484 | 2.259 | 2.2476 | 2.2477 | 2.2453 | 2.256 | 2.2405 | 2.2211 | 2.3306
(C) Ref. Case Plug Loads | Baseline competed | New England, Mid Atlantic, East North Central, West North Central, South Atlantic, East South Central, West South Central, Mountain, Pacific | Commercial (New), Commercial (Existing) | Computers and Electronics | 999 | 0 | 999 | 999 | 7.7365 | 6.7246 | 6.0101 | 5.4555 | 5.1417 | 4.6923 | 3.9248 | 3.4671 | 3.028 | 2.8647 | 2.8148 | 2.7478 | 2.6739 | 2.4064 | 2.27 | 2.2322 | 2.2484 | 2.259 | 2.2476 | 2.2477 | 2.2453 | 2.256 | 2.2405 | 2.2211 | 2.3306
(C) Ref. Case Plug Loads | Efficient competed | New England, Mid Atlantic, East North Central, West North Central, South Atlantic, East South Central, West South Central, Mountain, Pacific | Commercial (New), Commercial (Existing) | Computers and Electronics | 999 | 0 | 999 | 999 | 7.7365 | 6.7246 | 6.0101 | 5.4555 | 5.1417 | 4.6923 | 3.9248 | 3.4671 | 3.028 | 2.8647 | 2.8148 | 2.7478 | 2.6739 | 2.4064 | 2.27 | 2.2322 | 2.2484 | 2.259 | 2.2476 | 2.2477 | 2.2453 | 2.256 | 2.2405 | 2.2211 | 2.3306
(C) Ref. Case RTU, NG Heat | Baseline uncompeted | New England, Mid Atlantic, East North Central, West North Central, South Atlantic, East South Central, West South Central, Mountain, Pacific | Commercial (New), Commercial (Existing) | Heating (Equip.), Cooling (Equip.), Ventilation | 999 | 0 | -252.6482 | -3664.5368 | 34.9915 | 33.8539 | 32.9206 | 32.0977 | 31.6792 | 30.867 | 29.3804 | 28.4857 | 27.7689 | 27.667 | 27.7801 | 27.7948 | 27.7977 | 27.2369 | 27.0083 | 27.0446 | 27.1873 | 27.3304 | 27.4352 | 27.5845 | 27.6886 | 27.8417 | 27.9391 | 28.032 | 28.4665
(C) Ref. Case RTU, NG Heat | Efficient uncompeted | New England, Mid Atlantic, East North Central, West North Central, South Atlantic, East South Central, West South Central, Mountain, Pacific | Commercial (New), Commercial (Existing) | Heating (Equip.), Cooling (Equip.), Ventilation | 999 | 0 | -252.6482 | -3664.5368 | 34.9432 | 33.7656 | 32.7997 | 31.9476 | 31.4987 | 30.6659 | 29.1746 | 28.2737 | 27.5418 | 27.4199 | 27.5119 | 27.5079 | 27.4941 | 26.9289 | 26.6924 | 26.712 | 26.836 | 26.9641 | 27.0581 | 27.2012 | 27.3 | 27.4491 | 27.543 | 27.6327 | 28.0596
(C) Ref. Case RTU, NG Heat | Baseline competed | New England, Mid Atlantic, East North Central, West North Central, South Atlantic, East South Central, West South Central, Mountain, Pacific | Commercial (New), Commercial (Existing) | Heating (Equip.), Cooling (Equip.), Ventilation | 999 | 0 | -252.6482 | -3664.5368 | 34.9915 | 33.8539 | 32.9205 | 32.0977 | 31.6792 | 30.867 | 29.3804 | 28.4857 | 27.764 | 27.6575 | 27.7662 | 27.7768 | 27.7759 | 27.2122 | 26.9807 | 27.0139 | 27.1537 | 27.2943 | 27.3969 | 27.5446 | 27.6408 | 27.7865 | 27.8766 | 27.9448 | 28.3549
(C) Ref. Case RTU, NG Heat | Efficient competed | New England, Mid Atlantic, East North Central, West North Central, South Atlantic, East South Central, West South Central, Mountain, Pacific | Commercial (New), Commercial (Existing) | Heating (Equip.), Cooling (Equip.), Ventilation | 999 | 0 | -252.6482 | -3664.5368 | 34.9432 | 33.7656 | 32.7997 | 31.9476 | 31.4987 | 30.6659 | 29.1746 | 28.2737 | 27.537 | 27.4105 | 27.4981 | 27.4901 | 27.4726 | 26.9045 | 26.6651 | 26.6817 | 26.8029 | 26.9284 | 27.0204 | 27.162 | 27.2529 | 27.3947 | 27.4815 | 27.5469 | 27.9498
(C) Ref. Case RTU, Other Fossil Heat | Baseline uncompeted | New England, Mid Atlantic, East North Central, West North Central, South Atlantic, East South Central, West South Central, Mountain, Pacific | Commercial (New), Commercial (Existing) | Heating (Equip.), Cooling (Equip.), Ventilation | 999 | 0 | -148.3721 | -1890.7338 | 2.2399 | 2.1038 | 2.0002 | 1.9341 | 1.9343 | 1.8738 | 1.7329 | 1.6333 | 1.555 | 1.544 | 1.5558 | 1.5576 | 1.5531 | 1.485 | 1.4562 | 1.4619 | 1.4817 | 1.4999 | 1.5143 | 1.5308 | 1.5456 | 1.566 | 1.5803 | 1.5944 | 1.6461
(C) Ref. Case RTU, Other Fossil Heat | Efficient uncompeted | New England, Mid Atlantic, East North Central, West North Central, South Atlantic, East South Central, West South Central, Mountain, Pacific | Commercial (New), Commercial (Existing) | Heating (Equip.), Cooling (Equip.), Ventilation | 999 | 0 | -148.3721 | -1890.7338 | 2.2318 | 2.0863 | 1.9784 | 1.9085 | 1.9044 | 1.8412 | 1.7016 | 1.6026 | 1.523 | 1.5094 | 1.5182 | 1.5174 | 1.5106 | 1.443 | 1.4137 | 1.4168 | 1.4332 | 1.4481 | 1.4592 | 1.4723 | 1.4846 | 1.5032 | 1.5161 | 1.529 | 1.5786
(C) Ref. Case RTU, Other Fossil Heat | Baseline competed | New England, Mid Atlantic, East North Central, West North Central, South Atlantic, East South Central, West South Central, Mountain, Pacific | Commercial (New), Commercial (Existing) | Heating (Equip.), Cooling (Equip.), Ventilation | 999 | 0 | -148.3721 | -1890.7338 | 2.2399 | 2.1038 | 2.0002 | 1.9341 | 1.9343 | 1.8738 | 1.7329 | 1.6333 | 1.555 | 1.544 | 1.5558 | 1.5576 | 1.5531 | 1.485 | 1.4562 | 1.4619 | 1.4817 | 1.4999 | 1.5143 | 1.5308 | 1.5456 | 1.566 | 1.5803 | 1.5944 | 1.6461
(C) Ref. Case RTU, Other Fossil Heat | Efficient competed | New England, Mid Atlantic, East North Central, West North Central, South Atlantic, East South Central, West South Central, Mountain, Pacific | Commercial (New), Commercial (Existing) | Heating (Equip.), Cooling (Equip.), Ventilation | 999 | 0 | -148.3721 | -1890.7338 | 2.2318 | 2.0863 | 1.9784 | 1.9085 | 1.9044 | 1.8412 | 1.7016 | 1.6026 | 1.523 | 1.5094 | 1.5182 | 1.5174 | 1.5106 | 1.443 | 1.4137 | 1.4168 | 1.4332 | 1.4481 | 1.4592 | 1.4723 | 1.4846 | 1.5032 | 1.5161 | 1.529 | 1.5786
(C) Ref. Case Refrigeration | Baseline uncompeted | New England, Mid Atlantic, East North Central, West North Central, South Atlantic, East South Central, West South Central, Mountain, Pacific | Commercial (New), Commercial (Existing) | Refrigeration | 999 | 0 | 999 | 999 | 13.0897 | 11.6447 | 10.6353 | 9.8097 | 9.2718 | 8.7013 | 7.4349 | 6.7165 | 5.9863 | 5.7876 | 5.7848 | 5.7314 | 5.6801 | 5.1675 | 4.9242 | 4.9073 | 4.9947 | 5.0886 | 5.1228 | 5.1933 | 5.2454 | 5.3595 | 5.4266 | 5.495 | 5.8857
(C) Ref. Case Refrigeration | Efficient uncompeted | New England, Mid Atlantic, East North Central, West North Central, South Atlantic, East South Central, West South Central, Mountain, Pacific | Commercial (New), Commercial (Existing) | Refrigeration | 999 | 0 | 999 | 999 | 13.0897 | 11.6447 | 10.6353 | 9.8097 | 9.2718 | 8.7013 | 7.4349 | 6.7165 | 5.9863 | 5.7876 | 5.7848 | 5.7314 | 5.6801 | 5.1675 | 4.9242 | 4.9073 | 4.9947 | 5.0886 | 5.1228 | 5.1933 | 5.2454 | 5.3595 | 5.4266 | 5.495 | 5.8857
(C) Ref. Case Refrigeration | Baseline competed | New England, Mid Atlantic, East North Central, West North Central, South Atlantic, East South Central, West South Central, Mountain, Pacific | Commercial (New), Commercial (Existing) | Refrigeration | 999 | 0 | 999 | 999 | 13.0897 | 11.6447 | 10.6353 | 9.8097 | 9.2718 | 8.7013 | 7.4349 | 6.7165 | 5.9863 | 5.7876 | 5.7848 | 5.7314 | 5.6801 | 5.1675 | 4.9242 | 4.9073 | 4.9947 | 5.0886 | 5.1228 | 5.1933 | 5.2454 | 5.3595 | 5.4266 | 5.495 | 5.8857
(C) Ref. Case Refrigeration | Efficient competed | New England, Mid Atlantic, East North Central, West North Central, South Atlantic, East South Central, West South Central, Mountain, Pacific | Commercial (New), Commercial (Existing) | Refrigeration | 999 | 0 | 999 | 999 | 13.0897 | 11.6447 | 10.6353 | 9.8097 | 9.2718 | 8.7013 | 7.4349 | 6.7165 | 5.9863 | 5.7876 | 5.7848 | 5.7314 | 5.6801 | 5.1675 | 4.9242 | 4.9073 | 4.9947 | 5.0886 | 5.1228 | 5.1933 | 5.2454 | 5.3595 | 5.4266 | 5.495 | 5.8857
(C) Ref. Case Resist. WH | Baseline uncompeted | New England, Mid Atlantic, East North Central, West North Central, South Atlantic, East South Central, West South Central, Mountain, Pacific | Commercial (New), Commercial (Existing) | Water Heating | 999 | 0 | 999 | 999 | 2.5904 | 2.3129 | 2.0774 | 1.9257 | 1.7966 | 1.6723 | 1.4143 | 1.2449 | 1.1463 | 1.1143 | 1.1013 | 1.0771 | 1.0495 | 0.94634 | 0.89684 | 0.88543 | 0.8897 | 0.89217 | 0.89419 | 0.89812 | 0.89887 | 0.90454 | 0.90505 | 0.90641 | 0.931
(C) Ref. Case Resist. WH | Efficient uncompeted | New England, Mid Atlantic, East North Central, West North Central, South Atlantic, East South Central, West South Central, Mountain, Pacific | Commercial (New), Commercial (Existing) | Water Heating | 999 | 0 | 999 | 999 | 2.5904 | 2.3129 | 2.0774 | 1.9257 | 1.7966 | 1.6723 | 1.4143 | 1.2449 | 1.1463 | 1.1143 | 1.1013 | 1.0771 | 1.0495 | 0.94634 | 0.89684 | 0.88543 | 0.8897 | 0.89217 | 0.89419 | 0.89812 | 0.89887 | 0.90454 | 0.90505 | 0.90641 | 0.931
(C) Ref. Case Resist. WH | Baseline competed | New England, Mid Atlantic, East North Central, West North Central, South Atlantic, East South Central, West South Central, Mountain, Pacific | Commercial (New), Commercial (Existing) | Water Heating | 999 | 0 | 999 | 999 | 2.3132 | 2.0654 | 1.8551 | 1.7197 | 1.6043 | 1.4933 | 1.2629 | 1.1117 | 1.0237 | 0.99507 | 0.98343 | 0.96187 | 0.93722 | 0.84508 | 0.80088 | 0.79069 | 0.7945 | 0.79671 | 0.79851 | 0.80202 | 0.80269 | 0.80776 | 0.80821 | 0.80943 | 0.83138
(C) Ref. Case Resist. WH | Efficient competed | New England, Mid Atlantic, East North Central, West North Central, South Atlantic, East South Central, West South Central, Mountain, Pacific | Commercial (New), Commercial (Existing) | Water Heating | 999 | 0 | 999 | 999 | 2.3132 | 2.0654 | 1.8551 | 1.7197 | 1.6043 | 1.4933 | 1.2629 | 1.1117 | 1.0237 | 0.99507 | 0.98343 | 0.96187 | 0.93722 | 0.84508 | 0.80088 | 0.79069 | 0.7945 | 0.79671 | 0.79851 | 0.80202 | 0.80269 | 0.80776 | 0.80821 | 0.80943 | 0.83138
(C) Ref. Case, Resist. Heat | Baseline uncompeted | New England, Mid Atlantic, East North Central, West North Central, South Atlantic, East South Central, West South Central, Mountain, Pacific | Commercial (New), Commercial (Existing) | Heating (Equip.), Cooling (Equip.), Ventilation | 15.2791 | 6.0386 | 20.4439 | 266.4441 | 18.5467 | 16.6724 | 15.3313 | 14.313 | 13.8776 | 12.9749 | 11.0856 | 9.9614 | 9.0486 | 8.8246 | 8.8452 | 8.7912 | 8.6808 | 7.9098 | 7.5696 | 7.5806 | 7.7276 | 7.8758 | 7.9738 | 8.1156 | 8.24 | 8.4242 | 8.5459 | 8.6693 | 9.1742
(C) Ref. Case, Resist. Heat | Efficient uncompeted | New England, Mid Atlantic, East North Central, West North Central, South Atlantic, East South Central, West South Central, Mountain, Pacific | Commercial (New), Commercial (Existing) | Heating (Equip.), Cooling (Equip.), Ventilation | 15.2791 | 6.0386 | 20.4439 | 266.4441 | 18.4836 | 16.5607 | 15.1824 | 14.1303 | 13.659 | 12.7345 | 10.848 | 9.7247 | 8.8025 | 8.5576 | 8.554 | 8.4792 | 8.3541 | 7.5943 | 7.2603 | 7.2656 | 7.4047 | 7.5469 | 7.6382 | 7.7728 | 7.8897 | 8.0666 | 8.1819 | 8.2991 | 8.7932
(C) Ref. Case, Resist. Heat | Baseline competed | New England, Mid Atlantic, East North Central, West North Central, South Atlantic, East South Central, West South Central, Mountain, Pacific | Commercial (New), Commercial (Existing) | Heating (Equip.), Cooling (Equip.), Ventilation | 15.2791 | 6.0386 | 20.4439 | 266.4441 | 18.5467 | 16.6724 | 15.3313 | 14.313 | 13.8776 | 12.9749 | 11.0856 | 9.9614 | 9.0486 | 8.8246 | 8.8452 | 8.7912 | 8.6808 | 7.9098 | 7.5696 | 7.5806 | 7.7276 | 7.8758 | 7.9738 | 8.1156 | 8.24 | 8.4242 | 8.5459 | 8.6693 | 9.1742
(C) Ref. Case, Resist. Heat | Efficient competed | New England, Mid Atlantic, East North Central, West North Central, South Atlantic, East South Central, West South Central, Mountain, Pacific | Commercial (New), Commercial (Existing) | Heating (Equip.), Cooling (Equip.), Ventilation | 15.2791 | 6.0386 | 20.4439 | 266.4441 | 18.4836 | 16.5607 | 15.1824 | 14.1303 | 13.659 | 12.7345 | 10.848 | 9.7247 | 8.8025 | 8.5576 | 8.554 | 8.4792 | 8.3541 | 7.5943 | 7.2603 | 7.2656 | 7.4047 | 7.5469 | 7.6382 | 7.7728 | 7.8897 | 8.0666 | 8.1819 | 8.2991 | 8.7932
(R) Best 120V HP Dryer FS | Baseline uncompeted | New England, Mid Atlantic, East North Central, West North Central, South Atlantic, East South Central, West South Central, Mountain, Pacific | Residential (New), Residential (Existing) | Other | 999 | 999 | 21.0151 | 407.7058 | 1.0934 | 1.1078 | 1.1225 | 1.1358 | 1.1485 | 1.1615 | 1.173 | 1.1848 | 1.1915 | 1.2004 | 1.2118 | 1.2244 | 1.2434 | 1.262 | 1.2782 | 1.2915 | 1.3047 | 1.3187 | 1.3331 | 1.348 | 1.3628 | 1.3778 | 1.3931 | 1.4085 | 1.424
(R) Best 120V HP Dryer FS | Efficient uncompeted | New England, Mid Atlantic, East North Central, West North Central, South Atlantic, East South Central, West South Central, Mountain, Pacific | Residential (New), Residential (Existing) | Other | 999 | 999 | 21.0151 | 407.7058 | 1.0438 | 0.99804 | 0.94968 | 0.8919 | 0.83998 | 0.7801 | 0.70063 | 0.63053 | 0.53326 | 0.45827 | 0.39432 | 0.33008 | 0.26687 | 0.2075 | 0.19359 | 0.19017 | 0.19387 | 0.19916 | 0.19835 | 0.20076 | 0.20037 | 0.20722 | 0.20934 | 0.21211 | 0.24528
(R) Best 120V HP Dryer FS | Baseline competed | New England, Mid Atlantic, East North Central, West North Central, South Atlantic, East South Central, West South Central, Mountain, Pacific | Residential (New), Residential (Existing) | Other | 999 | 999 | 21.0151 | 407.7058 | 0.046626 | 0.047492 | 0.1374 | 0.22174 | 0.3008 | 0.37504 | 0.44428 | 0.50929 | 0.56784 | 0.62345 | 0.67671 | 0.72747 | 0.77884 | 0.82944 | 0.87617 | 0.91856 | 0.9588 | 0.99749 | 1.0348 | 1.0708 | 1.1053 | 1.1384 | 1.1706 | 1.2017 | 1.2317
(R) Best 120V HP Dryer FS | Efficient competed | New England, Mid Atlantic, East North Central, West North Central, South Atlantic, East South Central, West South Central, Mountain, Pacific | Residential (New), Residential (Existing) | Other | 999 | 999 | 21.0151 | 407.7058 | 0.044515 | 0.042777 | 0.11331 | 0.16907 | 0.21366 | 0.24499 | 0.25804 | 0.26405 | 0.24783 | 0.23297 | 0.21667 | 0.19412 | 0.16676 | 0.13681 | 0.13324 | 0.13584 | 0.14307 | 0.15126 | 0.15458 | 0.16009 | 0.16311 | 0.17183 | 0.17652 | 0.18158 | 0.21265
(R) Best 120V HP Dryer TS | Baseline uncompeted | New England, Mid Atlantic, East North Central, West North Central, South Atlantic, East South Central, West South Central, Mountain, Pacific | Residential (New), Residential (Existing) | Other | 11.3099 | 6.646 | 42.7854 | 601.2503 | 7.2519 | 6.5478 | 5.9739 | 5.6208 | 5.3168 | 4.9983 | 4.2012 | 3.7318 | 3.3859 | 3.3105 | 3.3191 | 3.3077 | 3.2959 | 3.0039 | 2.9159 | 2.9662 | 3.0606 | 3.1524 | 3.2368 | 3.3333 | 3.4173 | 3.5292 | 3.6259 | 3.718 | 3.8864
(R) Best 120V HP Dryer TS | Efficient uncompeted | New England, Mid Atlantic, East North Central, West North Central, South Atlantic, East South Central, West South Central, Mountain, Pacific | Residential (New), Residential (Existing) | Other | 11.3099 | 6.646 | 42.7854 | 601.2503 | 6.8356 | 5.808 | 4.9813 | 4.397 | 3.8996 | 3.427 | 2.6873 | 2.222 | 1.869 | 1.6887 | 1.5592 | 1.4246 | 1.3005 | 1.0899 | 1.0422 | 1.0597 | 1.0935 | 1.1263 | 1.1564 | 1.1909 | 1.2209 | 1.2609 | 1.2954 | 1.3284 | 1.3885
(R) Best 120V HP Dryer TS | Baseline competed | New England, Mid Atlantic, East North Central, West North Central, South Atlantic, East South Central, West South Central, Mountain, Pacific | Residential (New), Residential (Existing) | Other | 11.3099 | 6.646 | 42.7854 | 601.2503 | 7.1815 | 6.4823 | 5.9194 | 5.574 | 5.2763 | 4.9635 | 4.1745 | 3.7101 | 3.3679 | 3.2944 | 3.3043 | 3.2942 | 3.2835 | 2.9937 | 2.9068 | 2.9578 | 3.0526 | 3.1448 | 3.2298 | 3.3266 | 3.411 | 3.5233 | 3.6203 | 3.7128 | 3.8813
(R) Best 120V HP Dryer TS | Efficient competed | New England, Mid Atlantic, East North Central, West North Central, South Atlantic, East South Central, West South Central, Mountain, Pacific | Residential (New), Residential (Existing) | Other | 11.3099 | 6.646 | 42.7854 | 601.2503 | 6.7692 | 5.75 | 4.9356 | 4.36 | 3.8694 | 3.4027 | 2.6698 | 2.2088 | 1.8588 | 1.6803 | 1.5521 | 1.4186 | 1.2956 | 1.0861 | 1.039 | 1.0567 | 1.0906 | 1.1236 | 1.1539 | 1.1885 | 1.2187 | 1.2588 | 1.2934 | 1.3265 | 1.3867
(R) Best Gas WH | Baseline uncompeted | New England, Mid Atlantic, East North Central, West North Central, South Atlantic, East South Central, West South Central, Mountain, Pacific | Residential (New), Residential (Existing) | Water Heating | -20.0816 | 999 | 198.0713 | 3743.5511 | 25.1942 | 25.4238 | 25.6639 | 25.6246 | 25.5508 | 25.4956 | 25.426 | 25.3965 | 25.3152 | 25.2992 | 25.2858 | 25.2743 | 25.3544 | 25.4137 | 25.4247 | 25.3711 | 25.2942 | 25.2058 | 25.1071 | 24.9979 | 24.8702 | 24.7341 | 24.5993 | 24.4697 | 24.3509
(R) Best Gas WH | Efficient uncompeted | New England, Mid Atlantic, East North Central, West North Central, South Atlantic, East South Central, West South Central, Mountain, Pacific | Residential (New), Residential (Existing) | Water Heating | -20.0816 | 999 | 198.0713 | 3743.5511 | 24.6065 | 24.2489 | 23.9027 | 23.2976 | 22.6727 | 22.0764 | 21.4788 | 20.9261 | 20.341 | 19.8187 | 19.3063 | 18.8078 | 18.4222 | 18.4552 | 18.4632 | 18.4243 | 18.3684 | 18.3042 | 18.2325 | 18.1533 | 18.0605 | 17.9617 | 17.8638 | 17.7697 | 17.6834
(R) Best Gas WH | Baseline competed | New England, Mid Atlantic, East North Central, West North Central, South Atlantic, East South Central, West South Central, Mountain, Pacific | Residential (New), Residential (Existing) | Water Heating | -20.0816 | 999 | 198.0713 | 3743.5511 | 0 | 0 | 0 | 0 | 0 | 0 | 0 | 0 | 0 | 0 | 0 | 0 | 0 | 0 | 0 | 0 | 0 | 0 | 0 | 0 | 0 | 0 | 0 | 0 | 0
(R) Best Gas WH | Efficient competed | New England, Mid Atlantic, East North Central, West North Central, South Atlantic, East South Central, West South Central, Mountain, Pacific | Residential (New), Residential (Existing) | Water Heating | -20.0816 | 999 | 198.0713 | 3743.5511 | 0 | 0 | 0 | 0 | 0 | 0 | 0 | 0 | 0 | 0 | 0 | 0 | 0 | 0 | 0 | 0 | 0 | 0 | 0 | 0 | 0 | 0 | 0 | 0 | 0
(R) Best HP FS (NG Furnace) | Baseline uncompeted | New England, Mid Atlantic, East North Central, West North Central, South Atlantic, East South Central, West South Central, Mountain, Pacific | Residential (New), Residential (Existing) | Heating (Equip.), Cooling (Equip.) | -18.9147 | 999 | 39.4402 | 758.1794 | 57.7941 | 57.4262 | 55.9374 | 54.6868 | 53.8602 | 52.5501 | 50.3388 | 48.6672 | 47.2109 | 46.5652 | 46.1692 | 45.6926 | 45.2658 | 44.2436 | 43.5986 | 43.2664 | 43.1086 | 42.9488 | 42.781 | 42.6673 | 42.5217 | 42.4615 | 42.3639 | 42.267 | 42.4384
(R) Best HP FS (NG Furnace) | Efficient uncompeted | New England, Mid Atlantic, East North Central, West North Central, South Atlantic, East South Central, West South Central, Mountain, Pacific | Residential (New), Residential (Existing) | Heating (Equip.), Cooling (Equip.) | -18.9147 | 999 | 39.4402 | 758.1794 | 56.1803 | 53.981 | 50.7067 | 47.5246 | 44.7663 | 41.6131 | 37.114 | 33.712 | 30.5298 | 28.2684 | 26.3769 | 24.4756 | 22.628 | 20.0677 | 17.8934 | 16.2054 | 14.8159 | 13.5056 | 12.0925 | 10.8368 | 10.2268 | 10.3677 | 10.4545 | 10.5557 | 11.4671
(R) Best HP FS (NG Furnace) | Baseline competed | New England, Mid Atlantic, East North Central, West North Central, South Atlantic, East South Central, West South Central, Mountain, Pacific | Residential (New), Residential (Existing) | Heating (Equip.), Cooling (Equip.) | -18.9147 | 999 | 39.4402 | 758.1794 | 1.3412 | 1.3927 | 1.4024 | 1.404 | 1.4053 | 1.3975 | 1.3888 | 1.355 | 1.3245 | 1.2882 | 1.2566 | 1.2261 | 1.1979 | 1.1695 | 1.1428 | 1.1191 | 1.0979 | 1.0788 | 1.0602 | 1.0442 | 1.0288 | 1.0141 | 0.99963 | 0.98579 | 0.98099
(R) Best HP FS (NG Furnace) | Efficient competed | New England, Mid Atlantic, East North Central, West North Central, South Atlantic, East South Central, West South Central, Mountain, Pacific | Residential (New), Residential (Existing) | Heating (Equip.), Cooling (Equip.) | -18.9147 | 999 | 39.4402 | 758.1794 | 1.304 | 1.3064 | 1.2652 | 1.209 | 1.1511 | 1.0846 | 0.99373 | 0.90746 | 0.82401 | 0.74794 | 0.68225 | 0.61976 | 0.56037 | 0.49117 | 0.42769 | 0.37552 | 0.33097 | 0.29071 | 0.24792 | 0.2106 | 0.19201 | 0.19238 | 0.19136 | 0.19064 | 0.21523
(R) Best Residential LED Lighting | Baseline uncompeted | New England, Mid Atlantic, East North Central, West North Central, South Atlantic, East South Central, West South Central, Mountain, Pacific | Residential (New), Residential (Existing) | Lighting | 999 | 0 | -6.5283 | -99.9013 | 2.7873 | 2.484 | 2.2869 | 2.1397 | 2.0317 | 1.8878 | 1.616 | 1.457 | 1.2915 | 1.248 | 1.248 | 1.2364 | 1.2224 | 1.1003 | 1.0233 | 0.99791 | 0.99606 | 1.0016 | 1.0007 | 1.0106 | 1.0156 | 1.0361 | 1.0465 | 1.0573 | 1.1342
(R) Best Residential LED Lighting | Efficient uncompeted | New England, Mid Atlantic, East North Central, West North Central, South Atlantic, East South Central, West South Central, Mountain, Pacific | Residential (New), Residential (Existing) | Lighting | 999 | 0 | -6.5283 | -99.9013 | 2.6794 | 2.2911 | 2.0232 | 1.8154 | 1.6479 | 1.466 | 1.2014 | 1.0363 | 0.89131 | 0.84689 | 0.83283 | 0.81123 | 0.78877 | 0.69804 | 0.63973 | 0.62441 | 0.62379 | 0.62782 | 0.62776 | 0.6345 | 0.63807 | 0.65158 | 0.65857 | 0.66588 | 0.71535
(R) Best Residential LED Lighting | Baseline competed | New England, Mid Atlantic, East North Central, West North Central, South Atlantic, East South Central, West South Central, Mountain, Pacific | Residential (New), Residential (Existing) | Lighting | 999 | 0 | -6.5283 | -99.9013 | 1.6278 | 1.4503 | 1.3329 | 1.2444 | 1.1821 | 1.0959 | 0.93595 | 0.84208 | 0.74492 | 0.71831 | 0.71685 | 0.70881 | 0.69949 | 0.62861 | 0.5883 | 0.57268 | 0.57058 | 0.57266 | 0.57115 | 0.5758 | 0.57764 | 0.5884 | 0.59336 | 0.59864 | 0.64109
(R) Best Residential LED Lighting | Efficient competed | New England, Mid Atlantic, East North Central, West North Central, South Atlantic, East South Central, West South Central, Mountain, Pacific | Residential (New), Residential (Existing) | Lighting | 999 | 0 | -6.5283 | -99.9013 | 1.5623 | 1.3333 | 1.1733 | 1.0484 | 0.95001 | 0.84117 | 0.68619 | 0.58908 | 0.50538 | 0.47973 | 0.47132 | 0.4587 | 0.44563 | 0.39412 | 0.36321 | 0.35394 | 0.35301 | 0.35468 | 0.35408 | 0.35731 | 0.35878 | 0.36583 | 0.36925 | 0.37286 | 0.39995
(R) Brk. HP FS (NG Furnace) | Baseline uncompeted | New England, Mid Atlantic, East North Central, West North Central, South Atlantic, East South Central, West South Central, Mountain, Pacific | Residential (New), Residential (Existing) | Heating (Equip.), Cooling (Equip.) | 999 | 999 | 999 | 999 | 57.7941 | 57.4262 | 55.9374 | 54.6868 | 53.8602 | 52.5501 | 50.3388 | 48.6672 | 47.2109 | 46.5652 | 46.1692 | 45.6926 | 45.2658 | 44.2436 | 43.5986 | 43.2664 | 43.1086 | 42.9488 | 42.781 | 42.6673 | 42.5217 | 42.4615 | 42.3639 | 42.267 | 42.4384
(R) Brk. HP FS (NG Furnace) | Efficient uncompeted | New England, Mid Atlantic, East North Central, West North Central, South Atlantic, East South Central, West South Central, Mountain, Pacific | Residential (New), Residential (Existing) | Heating (Equip.), Cooling (Equip.) | 999 | 999 | 999 | 999 | 57.7941 | 57.4262 | 55.9374 | 54.6868 | 53.8602 | 52.5501 | 50.3388 | 48.6672 | 47.2109 | 44.7381 | 42.578 | 40.4025 | 38.3238 | 35.6471 | 33.3696 | 31.4945 | 29.874 | 28.3214 | 26.7394 | 25.2681 | 23.5664 | 21.9759 | 20.3557 | 18.7803 | 17.9256
(R) Brk. HP FS (NG Furnace) | Baseline competed | New England, Mid Atlantic, East North Central, West North Central, South Atlantic, East South Central, West South Central, Mountain, Pacific | Residential (New), Residential (Existing) | Heating (Equip.), Cooling (Equip.) | 999 | 999 | 999 | 999 | 0 | 0 | 0 | 0 | 0 | 0 | 0 | 0 | 0 | 0.43826 | 0.84476 | 1.2224 | 1.564 | 1.8815 | 2.1744 | 2.4455 | 2.6967 | 2.9291 | 3.1436 | 3.3463 | 3.5688 | 3.7738 | 3.963 | 4.1372 | 4.3054
(R) Brk. HP FS (NG Furnace) | Efficient competed | New England, Mid Atlantic, East North Central, West North Central, South Atlantic, East South Central, West South Central, Mountain, Pacific | Residential (New), Residential (Existing) | Heating (Equip.), Cooling (Equip.) | 999 | 999 | 999 | 999 | 0 | 0 | 0 | 0 | 0 | 0 | 0 | 0 | 0 | 0.072548 | 0.13875 | 0.19915 | 0.25211 | 0.2894 | 0.32126 | 0.35473 | 0.38889 | 0.42149 | 0.44797 | 0.47481 | 0.50506 | 0.53425 | 0.55967 | 0.58336 | 0.62641
(R) Brk. HP LFL | Baseline uncompeted | New England, Mid Atlantic, East North Central, West North Central, South Atlantic, East South Central, West South Central, Mountain, Pacific | Residential (New), Residential (Existing) | Heating (Equip.), Cooling (Equip.) | 999 | 999 | 999 | 999 | 11.4554 | 10.6456 | 9.5818 | 9.2342 | 8.9508 | 8.7127 | 7.7447 | 6.9581 | 6.5858 | 6.5824 | 6.652 | 6.6533 | 6.6764 | 6.0054 | 5.9146 | 6.042 | 6.2414 | 6.42 | 6.6523 | 6.8861 | 7.054 | 7.2954 | 7.5115 | 7.7381 | 7.9173
(R) Brk. HP LFL | Efficient uncompeted | New England, Mid Atlantic, East North Central, West North Central, South Atlantic, East South Central, West South Central, Mountain, Pacific | Residential (New), Residential (Existing) | Heating (Equip.), Cooling (Equip.) | 999 | 999 | 999 | 999 | 11.4554 | 10.6456 | 9.5818 | 9.2342 | 8.9508 | 8.7127 | 7.7447 | 6.9581 | 6.5858 | 6.4346 | 6.3581 | 6.2196 | 6.1053 | 5.3723 | 5.1893 | 5.1736 | 5.2142 | 5.2326 | 5.2883 | 5.3392 | 5.3341 | 5.3789 | 5.4019 | 5.4314 | 5.4742
(R) Brk. HP LFL | Baseline competed | New England, Mid Atlantic, East North Central, West North Central, South Atlantic, East South Central, West South Central, Mountain, Pacific | Residential (New), Residential (Existing) | Heating (Equip.), Cooling (Equip.) | 999 | 999 | 999 | 999 | 0 | 0 | 0 | 0 | 0 | 0 | 0 | 0 | 0 | 0.14597 | 0.28177 | 0.40432 | 0.51761 | 0.55185 | 0.61711 | 0.73904 | 0.86307 | 0.98155 | 1.1009 | 1.2218 | 1.3335 | 1.4535 | 1.5675 | 1.6783 | 1.7859
(R) Brk. HP LFL | Efficient competed | New England, Mid Atlantic, East North Central, West North Central, South Atlantic, East South Central, West South Central, Mountain, Pacific | Residential (New), Residential (Existing) | Heating (Equip.), Cooling (Equip.) | 999 | 999 | 999 | 999 | 0 | 0 | 0 | 0 | 0 | 0 | 0 | 0 | 0 | 0.10059 | 0.19409 | 0.27841 | 0.35633 | 0.37943 | 0.42595 | 0.51163 | 0.59831 | 0.68119 | 0.76448 | 0.84904 | 0.92727 | 1.0111 | 1.0908 | 1.168 | 1.2433
(R) Brk. HPWH FS | Baseline uncompeted | New England, Mid Atlantic, East North Central, West North Central, South Atlantic, East South Central, West South Central, Mountain, Pacific | Residential (New), Residential (Existing) | Water Heating | 999 | 999 | 999 | 999 | 27.9049 | 28.0781 | 28.2624 | 28.1363 | 27.9785 | 27.8501 | 27.7186 | 27.6389 | 27.5178 | 27.4767 | 27.4353 | 27.3934 | 27.4438 | 27.4714 | 27.4496 | 27.3614 | 27.2495 | 27.1258 | 26.9913 | 26.8456 | 26.6808 | 26.5082 | 26.3383 | 26.1753 | 26.025
(R) Brk. HPWH FS | Efficient uncompeted | New England, Mid Atlantic, East North Central, West North Central, South Atlantic, East South Central, West South Central, Mountain, Pacific | Residential (New), Residential (Existing) | Water Heating | 999 | 999 | 999 | 999 | 27.9049 | 28.0781 | 28.2624 | 28.1363 | 27.9785 | 27.8501 | 27.7186 | 27.6389 | 27.5178 | 25.5616 | 23.6362 | 21.7639 | 20.039 | 17.9246 | 15.8212 | 13.7525 | 11.7369 | 9.7709 | 7.784 | 5.8581 | 3.9599 | 2.3301 | 2.2979 | 2.2771 | 2.591
(R) Brk. HPWH FS | Baseline competed | New England, Mid Atlantic, East North Central, West North Central, South Atlantic, East South Central, West South Central, Mountain, Pacific | Residential (New), Residential (Existing) | Water Heating | 999 | 999 | 999 | 999 | 0 | 0 | 0 | 0 | 0 | 0 | 0 | 0 | 0 | 1.8307 | 3.4961 | 4.9923 | 6.255 | 7.6376 | 8.8638 | 9.9668 | 10.9399 | 11.7996 | 12.5474 | 13.2004 | 13.7714 | 14.2574 | 14.675 | 15.026 | 15.3388
(R) Brk. HPWH FS | Efficient competed | New England, Mid Atlantic, East North Central, West North Central, South Atlantic, East South Central, West South Central, Mountain, Pacific | Residential (New), Residential (Existing) | Water Heating | 999 | 999 | 999 | 999 | 0 | 0 | 0 | 0 | 0 | 0 | 0 | 0 | 0 | 0.20027 | 0.38081 | 0.54014 | 0.67043 | 0.79286 | 0.89385 | 0.98384 | 1.0637 | 1.1359 | 1.1957 | 1.248 | 1.2929 | 1.3328 | 1.3662 | 1.3937 | 1.4319
(R) Bst. HP FS (NG Frn.) & Env.+ | Baseline uncompeted | New England, Mid Atlantic, East North Central, West North Central, South Atlantic, East South Central, West South Central, Mountain, Pacific | Residential (New), Residential (Existing) | Heating (Equip.), Cooling (Equip.) | -7.6859 | 30.1694 | 38.4707 | 719.1879 | 57.7941 | 57.4262 | 55.9374 | 54.6868 | 53.8602 | 52.5501 | 50.3388 | 48.6672 | 47.2109 | 46.5652 | 46.1692 | 45.6926 | 45.2658 | 44.2436 | 43.5986 | 43.2664 | 43.1086 | 42.9488 | 42.781 | 42.6673 | 42.5217 | 42.4615 | 42.3639 | 42.267 | 42.4384
(R) Bst. HP FS (NG Frn.) & Env.+ | Efficient uncompeted | New England, Mid Atlantic, East North Central, West North Central, South Atlantic, East South Central, West South Central, Mountain, Pacific | Residential (New), Residential (Existing) | Heating (Equip.), Cooling (Equip.) | -7.6859 | 30.1694 | 38.4707 | 719.1879 | 55.8834 | 53.3974 | 49.8791 | 46.4907 | 43.5777 | 40.2923 | 35.7458 | 32.2846 | 29.0664 | 26.7773 | 24.8699 | 22.9739 | 21.1508 | 18.666 | 16.5839 | 14.9829 | 13.6797 | 12.4627 | 11.1713 | 10.0391 | 9.482 | 9.5929 | 9.6534 | 9.7273 | 10.5072
(R) Bst. HP FS (NG Frn.) & Env.+ | Baseline competed | New England, Mid Atlantic, East North Central, West North Central, South Atlantic, East South Central, West South Central, Mountain, Pacific | Residential (New), Residential (Existing) | Heating (Equip.), Cooling (Equip.) | -7.6859 | 30.1694 | 38.4707 | 719.1879 | 2.9792 | 3.0737 | 3.07 | 3.0503 | 3.0253 | 2.9893 | 2.9513 | 2.865 | 2.7842 | 2.6914 | 2.6066 | 2.5252 | 2.4506 | 2.3781 | 2.3089 | 2.2435 | 2.1832 | 2.1272 | 2.074 | 2.0257 | 1.9764 | 1.9292 | 1.884 | 1.8408 | 1.8078
(R) Bst. HP FS (NG Frn.) & Env.+ | Efficient competed | New England, Mid Atlantic, East North Central, West North Central, South Atlantic, East South Central, West South Central, Mountain, Pacific | Residential (New), Residential (Existing) | Heating (Equip.), Cooling (Equip.) | -7.6859 | 30.1694 | 38.4707 | 719.1879 | 2.8744 | 2.8407 | 2.7097 | 2.5511 | 2.3906 | 2.2218 | 2.0086 | 1.8113 | 1.6223 | 1.4513 | 1.3029 | 1.1644 | 1.0359 | 0.89379 | 0.7651 | 0.65841 | 0.56801 | 0.48746 | 0.40542 | 0.3347 | 0.29729 | 0.29321 | 0.28726 | 0.28211 | 0.31455
(R) ENERGY STAR Clothes Washer | Baseline uncompeted | New England, Mid Atlantic, East North Central, West North Central, South Atlantic, East South Central, West South Central, Mountain, Pacific | Residential (New), Residential (Existing) | Other | -20.5089 | 71.7251 | 536.6393 | 8056.1995 | 1.5023 | 1.305 | 1.1527 | 1.0388 | 0.95471 | 0.86589 | 0.70821 | 0.61145 | 0.52285 | 0.48804 | 0.4734 | 0.45945 | 0.45076 | 0.40598 | 0.38847 | 0.38728 | 0.39351 | 0.4004 | 0.4036 | 0.4096 | 0.4136 | 0.4236 | 0.42993 | 0.43622 | 0.46507
(R) ENERGY STAR Clothes Washer | Efficient uncompeted | New England, Mid Atlantic, East North Central, West North Central, South Atlantic, East South Central, West South Central, Mountain, Pacific | Residential (New), Residential (Existing) | Other | -20.5089 | 71.7251 | 536.6393 | 8056.1995 | 1.4939 | 1.2904 | 1.1337 | 1.0162 | 0.92905 | 0.83827 | 0.68217 | 0.58606 | 0.49868 | 0.46325 | 0.44732 | 0.43311 | 0.42492 | 0.3827 | 0.36619 | 0.36507 | 0.37094 | 0.37745 | 0.38046 | 0.38612 | 0.38988 | 0.39931 | 0.40528 | 0.41121 | 0.43841
(R) ENERGY STAR Clothes Washer | Baseline competed | New England, Mid Atlantic, East North Central, West North Central, South Atlantic, East South Central, West South Central, Mountain, Pacific | Residential (New), Residential (Existing) | Other | -20.5089 | 71.7251 | 536.6393 | 8056.1995 | 0.66921 | 0.58116 | 0.51255 | 0.46118 | 0.42321 | 0.38328 | 0.31302 | 0.26986 | 0.23042 | 0.21477 | 0.20804 | 0.20164 | 0.19758 | 0.17774 | 0.16991 | 0.16923 | 0.17181 | 0.17469 | 0.17597 | 0.17848 | 0.18012 | 0.18439 | 0.18707 | 0.18973 | 0.20222
(R) ENERGY STAR Clothes Washer | Efficient competed | New England, Mid Atlantic, East North Central, West North Central, South Atlantic, East South Central, West South Central, Mountain, Pacific | Residential (New), Residential (Existing) | Other | -20.5089 | 71.7251 | 536.6393 | 8056.1995 | 0.66544 | 0.57468 | 0.50409 | 0.45113 | 0.41184 | 0.37106 | 0.30152 | 0.25865 | 0.21977 | 0.20386 | 0.19658 | 0.19007 | 0.18625 | 0.16755 | 0.16016 | 0.15953 | 0.16196 | 0.16467 | 0.16588 | 0.16824 | 0.16979 | 0.17381 | 0.17634 | 0.17885 | 0.19062
(R) ENERGY STAR Dishwasher | Baseline uncompeted | New England, Mid Atlantic, East North Central, West North Central, South Atlantic, East South Central, West South Central, Mountain, Pacific | Residential (New), Residential (Existing) | Other | 999 | 0 | 999 | 999 | 1.4211 | 1.2744 | 1.1664 | 1.0906 | 1.0438 | 0.98733 | 0.85043 | 0.76757 | 0.68232 | 0.66012 | 0.66145 | 0.65916 | 0.65891 | 0.60166 | 0.58304 | 0.58803 | 0.60437 | 0.62198 | 0.63333 | 0.64902 | 0.66109 | 0.68332 | 0.69886 | 0.71464 | 0.77234
(R) ENERGY STAR Dishwasher | Efficient uncompeted | New England, Mid Atlantic, East North Central, West North Central, South Atlantic, East South Central, West South Central, Mountain, Pacific | Residential (New), Residential (Existing) | Other | 999 | 0 | 999 | 999 | 1.4211 | 1.2744 | 1.1664 | 1.0906 | 1.0438 | 0.98733 | 0.85043 | 0.76757 | 0.68232 | 0.66012 | 0.66145 | 0.65916 | 0.65891 | 0.60166 | 0.58304 | 0.58803 | 0.60437 | 0.62198 | 0.63333 | 0.64902 | 0.66109 | 0.68332 | 0.69886 | 0.71464 | 0.77234
(R) ENERGY STAR Dishwasher | Baseline competed | New England, Mid Atlantic, East North Central, West North Central, South Atlantic, East South Central, West South Central, Mountain, Pacific | Residential (New), Residential (Existing) | Other | 999 | 0 | 999 | 999 | 0.71054 | 0.63719 | 0.58318 | 0.54529 | 0.5219 | 0.49367 | 0.42521 | 0.38379 | 0.34116 | 0.33006 | 0.33073 | 0.32958 | 0.32946 | 0.30083 | 0.29152 | 0.29402 | 0.30218 | 0.31099 | 0.31667 | 0.32451 | 0.33054 | 0.34166 | 0.34943 | 0.35732 | 0.38617
(R) ENERGY STAR Dishwasher | Efficient competed | New England, Mid Atlantic, East North Central, West North Central, South Atlantic, East South Central, West South Central, Mountain, Pacific | Residential (New), Residential (Existing) | Other | 999 | 0 | 999 | 999 | 0.71054 | 0.63719 | 0.58318 | 0.54529 | 0.5219 | 0.49367 | 0.42521 | 0.38379 | 0.34116 | 0.33006 | 0.33073 | 0.32958 | 0.32946 | 0.30083 | 0.29152 | 0.29402 | 0.30218 | 0.31099 | 0.31667 | 0.32451 | 0.33054 | 0.34166 | 0.34943 | 0.35732 | 0.38617
(R) ENERGY STAR Electronics | Baseline uncompeted | New England, Mid Atlantic, East North Central, West North Central, South Atlantic, East South Central, West South Central, Mountain, Pacific | Residential (New), Residential (Existing) | Computers and Electronics | 999 | 0 | -3899.2075 | -66127.9051 | 5.225 | 4.5765 | 4.1206 | 3.7651 | 3.5643 | 3.2756 | 2.7758 | 2.4549 | 2.1272 | 2.0082 | 1.9625 | 1.8997 | 1.8343 | 1.6167 | 1.5138 | 1.4792 | 1.4745 | 1.4738 | 1.4582 | 1.4552 | 1.4463 | 1.4608 | 1.4622 | 1.4663 | 1.5643
(R) ENERGY STAR Electronics | Efficient uncompeted | New England, Mid Atlantic, East North Central, West North Central, South Atlantic, East South Central, West South Central, Mountain, Pacific | Residential (New), Residential (Existing) | Computers and Electronics | 999 | 0 | -3899.2075 | -66127.9051 | 5.182 | 4.5037 | 4.0251 | 3.6519 | 3.4334 | 3.1907 | 2.7123 | 2.4082 | 2.0921 | 1.9759 | 1.9311 | 1.8691 | 1.8049 | 1.5914 | 1.4901 | 1.4564 | 1.4522 | 1.4523 | 1.438 | 1.4366 | 1.43 | 1.4467 | 1.4509 | 1.4583 | 1.5594
(R) ENERGY STAR Electronics | Baseline competed | New England, Mid Atlantic, East North Central, West North Central, South Atlantic, East South Central, West South Central, Mountain, Pacific | Residential (New), Residential (Existing) | Computers and Electronics | 999 | 0 | -3899.2075 | -66127.9051 | 1.5117 | 1.3299 | 1.2073 | 1.1155 | 1.0705 | 0.99958 | 0.8624 | 0.77769 | 0.68822 | 0.66401 | 0.66353 | 0.65685 | 0.64859 | 0.58438 | 0.55906 | 0.55769 | 0.56698 | 0.57738 | 0.58119 | 0.58925 | 0.59405 | 0.60794 | 0.61586 | 0.62455 | 0.6736
(R) ENERGY STAR Electronics | Efficient competed | New England, Mid Atlantic, East North Central, West North Central, South Atlantic, East South Central, West South Central, Mountain, Pacific | Residential (New), Residential (Existing) | Computers and Electronics | 999 | 0 | -3899.2075 | -66127.9051 | 1.4993 | 1.3087 | 1.1791 | 1.0815 | 1.0304 | 0.97266 | 0.84161 | 0.76171 | 0.67569 | 0.65215 | 0.65163 | 0.64498 | 0.63687 | 0.57402 | 0.54916 | 0.54796 | 0.55731 | 0.56786 | 0.57212 | 0.58076 | 0.58645 | 0.60119 | 0.61034 | 0.62047 | 0.67083
(R) ENERGY STAR Pool Pumps | Baseline uncompeted | New England, Mid Atlantic, East North Central, West North Central, South Atlantic, East South Central, West South Central, Mountain, Pacific | Residential (New), Residential (Existing) | Other | -16.1317 | 15.0401 | 155.9371 | 2233.3702 | 2.6006 | 2.3604 | 2.1598 | 2.0589 | 1.9989 | 1.9173 | 1.7072 | 1.5558 | 1.4427 | 1.437 | 1.4676 | 1.4831 | 1.4976 | 1.3871 | 1.367 | 1.4018 | 1.4606 | 1.5213 | 1.5789 | 1.6436 | 1.7003 | 1.7771 | 1.8425 | 1.9088 | 2.0441
(R) ENERGY STAR Pool Pumps | Efficient uncompeted | New England, Mid Atlantic, East North Central, West North Central, South Atlantic, East South Central, West South Central, Mountain, Pacific | Residential (New), Residential (Existing) | Other | -16.1317 | 15.0401 | 155.9371 | 2233.3702 | 2.4863 | 2.1569 | 1.8863 | 1.7179 | 1.5941 | 1.4602 | 1.2418 | 1.0806 | 0.95631 | 0.90899 | 0.89375 | 0.90139 | 0.9084 | 0.84138 | 0.82914 | 0.85029 | 0.88596 | 0.92275 | 0.95772 | 0.99695 | 1.0313 | 1.0779 | 1.1176 | 1.1578 | 1.2399
(R) ENERGY STAR Pool Pumps | Baseline competed | New England, Mid Atlantic, East North Central, West North Central, South Atlantic, East South Central, West South Central, Mountain, Pacific | Residential (New), Residential (Existing) | Other | -16.1317 | 15.0401 | 155.9371 | 2233.3702 | 2.2048 | 1.9782 | 1.7613 | 1.6315 | 1.5379 | 1.4393 | 1.2457 | 1.0976 | 0.98221 | 0.94119 | 0.92485 | 0.90341 | 0.88762 | 0.79827 | 0.76625 | 0.76465 | 0.77951 | 0.79654 | 0.81263 | 0.8329 | 0.85115 | 0.88237 | 0.90797 | 0.93688 | 1.0005
(R) ENERGY STAR Pool Pumps | Efficient competed | New England, Mid Atlantic, East North Central, West North Central, South Atlantic, East South Central, West South Central, Mountain, Pacific | Residential (New), Residential (Existing) | Other | -16.1317 | 15.0401 | 155.9371 | 2233.3702 | 2.1079 | 1.8084 | 1.5399 | 1.3634 | 1.2286 | 1.0981 | 0.90767 | 0.76346 | 0.65174 | 0.59567 | 0.56325 | 0.54909 | 0.53839 | 0.4842 | 0.46478 | 0.4638 | 0.47282 | 0.48315 | 0.49291 | 0.5052 | 0.51627 | 0.53521 | 0.55073 | 0.56827 | 0.60686
(R) ENERGY STAR Refrigerator | Baseline uncompeted | New England, Mid Atlantic, East North Central, West North Central, South Atlantic, East South Central, West South Central, Mountain, Pacific | Residential (New), Residential (Existing) | Refrigeration | 39.2229 | 2.5317 | 16.7835 | 254.3332 | 12.467 | 11.0875 | 10.0808 | 9.3544 | 8.9268 | 8.3561 | 7.1419 | 6.3874 | 5.6191 | 5.3722 | 5.3131 | 5.2234 | 5.1427 | 4.6228 | 4.4143 | 4.3925 | 4.4648 | 4.5475 | 4.5955 | 4.6771 | 4.7377 | 4.8739 | 4.9628 | 5.0549 | 5.4161
(R) ENERGY STAR Refrigerator | Efficient uncompeted | New England, Mid Atlantic, East North Central, West North Central, South Atlantic, East South Central, West South Central, Mountain, Pacific | Residential (New), Residential (Existing) | Refrigeration | 39.2229 | 2.5317 | 16.7835 | 254.3332 | 12.4087 | 10.9847 | 9.9424 | 9.1848 | 8.7274 | 8.1345 | 6.9235 | 6.1669 | 5.403 | 5.145 | 5.0687 | 4.9641 | 4.8689 | 4.3612 | 4.1502 | 4.129 | 4.197 | 4.2747 | 4.3198 | 4.3965 | 4.4535 | 4.5815 | 4.6651 | 4.7516 | 5.0912
(R) ENERGY STAR Refrigerator | Baseline competed | New England, Mid Atlantic, East North Central, West North Central, South Atlantic, East South Central, West South Central, Mountain, Pacific | Residential (New), Residential (Existing) | Refrigeration | 39.2229 | 2.5317 | 16.7835 | 254.3332 | 8.8556 | 7.8702 | 7.1449 | 6.6201 | 5.8479 | 5.0682 | 4.013 | 3.3275 | 2.7132 | 2.4057 | 2.2087 | 2.0174 | 1.8465 | 1.5432 | 1.3749 | 1.2652 | 1.1898 | 1.1224 | 1.0504 | 0.99091 | 0.9307 | 0.88825 | 0.83889 | 0.79284 | 0.79178
(R) ENERGY STAR Refrigerator | Efficient competed | New England, Mid Atlantic, East North Central, West North Central, South Atlantic, East South Central, West South Central, Mountain, Pacific | Residential (New), Residential (Existing) | Refrigeration | 39.2229 | 2.5317 | 16.7835 | 254.3332 | 8.8142 | 7.7973 | 7.0469 | 6.5002 | 5.7192 | 4.9366 | 3.8931 | 3.2153 | 2.6111 | 2.3059 | 2.1087 | 1.9184 | 1.749 | 1.4562 | 1.2926 | 1.1893 | 1.1184 | 1.0551 | 0.98738 | 0.93146 | 0.87486 | 0.83496 | 0.78856 | 0.74527 | 0.74428
(R) ESTAR 240V HPWH FS | Baseline uncompeted | New England, Mid Atlantic, East North Central, West North Central, South Atlantic, East South Central, West South Central, Mountain, Pacific | Residential (New), Residential (Existing) | Water Heating | -12.2967 | 50.0743 | 25.331 | 477.5505 | 27.9049 | 28.0781 | 28.2624 | 28.1363 | 27.9785 | 27.8501 | 27.7186 | 27.6389 | 27.5178 | 27.4767 | 27.4353 | 27.3934 | 27.4438 | 27.4714 | 27.4496 | 27.3614 | 27.2495 | 27.1258 | 26.9913 | 26.8456 | 26.6808 | 26.5082 | 26.3383 | 26.1753 | 26.025
(R) ESTAR 240V HPWH FS | Efficient uncompeted | New England, Mid Atlantic, East North Central, West North Central, South Atlantic, East South Central, West South Central, Mountain, Pacific | Residential (New), Residential (Existing) | Water Heating | -12.2967 | 50.0743 | 25.331 | 477.5505 | 26.1963 | 24.4937 | 22.7666 | 20.7119 | 18.7255 | 16.6633 | 14.4104 | 12.342 | 10.0638 | 8.093 | 6.3021 | 4.56 | 3.0122 | 2.6561 | 2.4879 | 2.4368 | 2.4415 | 2.4692 | 2.4166 | 2.4043 | 2.3787 | 2.4085 | 2.3879 | 2.3663 | 2.6925
(R) ESTAR 240V HPWH FS | Baseline competed | New England, Mid Atlantic, East North Central, West North Central, South Atlantic, East South Central, West South Central, Mountain, Pacific | Residential (New), Residential (Existing) | Water Heating | -12.2967 | 50.0743 | 25.331 | 477.5505 | 0.003177 | 0.003228 | 0.003423 | 0.00339 | 0.003381 | 0.003372 | 0.003427 | 0.003184 | 0.002967 | 0.002739 | 0.002531 | 0.002344 | 0.002185 | 0.002015 | 0.001857 | 0.001711 | 0.001576 | 0.001453 | 0.001341 | 0.001239 | 0.001145 | 0.001059 | 0.000981 | 0.00091 | 0.000846
(R) ESTAR 240V HPWH FS | Efficient competed | New England, Mid Atlantic, East North Central, West North Central, South Atlantic, East South Central, West South Central, Mountain, Pacific | Residential (New), Residential (Existing) | Water Heating | -12.2967 | 50.0743 | 25.331 | 477.5505 | 0.002983 | 0.002815 | 0.00275 | 0.00249 | 0.002259 | 0.002015 | 0.00178 | 0.001424 | 0.001089 | 0.000812 | 0.000586 | 0.000393 | 0.00024 | 0.000195 | 0.000169 | 0.000153 | 0.000141 | 0.000132 | 0.00012 | 0.000111 | 0.000102 | 9.6e-05 | 8.9e-05 | 8.2e-05 | 8.8e-05
(R) ESTAR GSHP (NG Furnace) | Baseline uncompeted | New England, Mid Atlantic, East North Central, West North Central, South Atlantic, East South Central, West South Central, Mountain, Pacific | Residential (New), Residential (Existing) | Heating (Equip.), Cooling (Equip.) | 999 | 999 | 128.6929 | 2535.8388 | 57.7941 | 57.4262 | 55.9374 | 54.6868 | 53.8602 | 52.5501 | 50.3388 | 48.6672 | 47.2109 | 46.5652 | 46.1692 | 45.6926 | 45.2658 | 44.2436 | 43.5986 | 43.2664 | 43.1086 | 42.9488 | 42.781 | 42.6673 | 42.5217 | 42.4615 | 42.3639 | 42.267 | 42.4384
(R) ESTAR GSHP (NG Furnace) | Efficient uncompeted | New England, Mid Atlantic, East North Central, West North Central, South Atlantic, East South Central, West South Central, Mountain, Pacific | Residential (New), Residential (Existing) | Heating (Equip.), Cooling (Equip.) | 999 | 999 | 128.6929 | 2535.8388 | 56.3986 | 54.3745 | 51.2393 | 48.1866 | 45.5643 | 42.5076 | 38.01 | 34.6152 | 31.4388 | 29.2484 | 27.4491 | 25.6293 | 23.858 | 21.2772 | 19.1322 | 17.5259 | 16.2437 | 15.0377 | 13.7261 | 12.565 | 12.0103 | 12.2044 | 12.334 | 12.4778 | 13.4862
(R) ESTAR GSHP (NG Furnace) | Baseline competed | New England, Mid Atlantic, East North Central, West North Central, South Atlantic, East South Central, West South Central, Mountain, Pacific | Residential (New), Residential (Existing) | Heating (Equip.), Cooling (Equip.) | 999 | 999 | 128.6929 | 2535.8388 | 0.009834 | 0.023118 | 0.032806 | 0.039546 | 0.049118 | 0.051735 | 0.053068 | 0.052823 | 0.052353 | 0.053332 | 0.055785 | 0.057559 | 0.058505 | 0.056929 | 0.05586 | 0.05727 | 0.059319 | 0.061535 | 0.06272 | 0.064693 | 0.06744 | 0.070058 | 0.071816 | 0.073405 | 0.083139
(R) ESTAR GSHP (NG Furnace) | Efficient competed | New England, Mid Atlantic, East North Central, West North Central, South Atlantic, East South Central, West South Central, Mountain, Pacific | Residential (New), Residential (Existing) | Heating (Equip.), Cooling (Equip.) | 999 | 999 | 128.6929 | 2535.8388 | 0.009626 | 0.022087 | 0.030936 | 0.036802 | 0.045316 | 0.047125 | 0.047548 | 0.046656 | 0.045556 | 0.045952 | 0.047744 | 0.04891 | 0.049316 | 0.047363 | 0.045923 | 0.04677 | 0.048228 | 0.049846 | 0.050513 | 0.051904 | 0.054192 | 0.056594 | 0.058242 | 0.059738 | 0.068403
(R) ESTAR HP FS (NG Furnace) | Baseline uncompeted | New England, Mid Atlantic, East North Central, West North Central, South Atlantic, East South Central, West South Central, Mountain, Pacific | Residential (New), Residential (Existing) | Heating (Equip.), Cooling (Equip.) | 999 | 999 | 29.6094 | 602.43 | 57.7941 | 57.4262 | 55.9374 | 54.6868 | 53.8602 | 52.5501 | 50.3388 | 48.6672 | 47.2109 | 46.5652 | 46.1692 | 45.6926 | 45.2658 | 44.2436 | 43.5986 | 43.2664 | 43.1086 | 42.9488 | 42.781 | 42.6673 | 42.5217 | 42.4615 | 42.3639 | 42.267 | 42.4384
(R) ESTAR HP FS (NG Furnace) | Efficient uncompeted | New England, Mid Atlantic, East North Central, West North Central, South Atlantic, East South Central, West South Central, Mountain, Pacific | Residential (New), Residential (Existing) | Heating (Equip.), Cooling (Equip.) | 999 | 999 | 29.6094 | 602.43 | 56.761 | 55.0315 | 52.1373 | 49.2447 | 46.7575 | 43.7978 | 39.1747 | 35.7943 | 32.6047 | 30.4693 | 28.7588 | 27.0187 | 25.3183 | 22.69 | 20.5203 | 18.9535 | 17.752 | 16.6329 | 15.3726 | 14.2816 | 13.7705 | 13.9843 | 14.1115 | 14.2573 | 15.4579
(R) ESTAR HP FS (NG Furnace) | Baseline competed | New England, Mid Atlantic, East North Central, West North Central, South Atlantic, East South Central, West South Central, Mountain, Pacific | Residential (New), Residential (Existing) | Heating (Equip.), Cooling (Equip.) | 999 | 999 | 29.6094 | 602.43 | 1.0552 | 1.0998 | 1.1135 | 1.1206 | 1.1284 | 1.1271 | 1.1255 | 1.1148 | 1.1069 | 1.0904 | 1.0774 | 1.0645 | 1.052 | 1.0388 | 1.0264 | 1.0167 | 1.0084 | 1.0013 | 0.99403 | 0.98866 | 0.98457 | 0.98035 | 0.97578 | 0.9711 | 0.97501
(R) ESTAR HP FS (NG Furnace) | Efficient competed | New England, Mid Atlantic, East North Central, West North Central, South Atlantic, East South Central, West South Central, Mountain, Pacific | Residential (New), Residential (Existing) | Heating (Equip.), Cooling (Equip.) | 999 | 999 | 29.6094 | 602.43 | 1.0336 | 1.0465 | 1.0256 | 0.99024 | 0.9538 | 0.90725 | 0.83548 | 0.77705 | 0.71873 | 0.66451 | 0.61881 | 0.57418 | 0.53014 | 0.47344 | 0.4208 | 0.37909 | 0.34422 | 0.31253 | 0.27647 | 0.24536 | 0.23104 | 0.23364 | 0.23411 | 0.23486 | 0.26696
(R) ESTAR HP FS (NG Heat, No Cool) | Baseline uncompeted | New England, Mid Atlantic, East North Central, West North Central, South Atlantic, East South Central, West South Central, Mountain, Pacific | Residential (New), Residential (Existing) | Heating (Equip.), Cooling (Equip.) | 999 | 999 | 71.0792 | 1473.0368 | 4.3737 | 4.4693 | 4.4529 | 4.4113 | 4.3585 | 4.301 | 4.2398 | 4.1836 | 4.1222 | 4.0687 | 4.0208 | 3.9736 | 3.9394 | 3.9057 | 3.8692 | 3.8272 | 3.7872 | 3.7493 | 3.7138 | 3.6816 | 3.6496 | 3.6173 | 3.5864 | 3.5554 | 3.5248
(R) ESTAR HP FS (NG Heat, No Cool) | Efficient uncompeted | New England, Mid Atlantic, East North Central, West North Central, South Atlantic, East South Central, West South Central, Mountain, Pacific | Residential (New), Residential (Existing) | Heating (Equip.), Cooling (Equip.) | 999 | 999 | 71.0792 | 1473.0368 | 4.2983 | 4.282 | 4.1459 | 3.9571 | 3.7235 | 3.5164 | 3.168 | 2.935 | 2.6714 | 2.4625 | 2.2818 | 2.1096 | 1.9483 | 1.7237 | 1.5284 | 1.3589 | 1.2196 | 1.0927 | 0.9478 | 0.81893 | 0.74042 | 0.74419 | 0.74034 | 0.73977 | 0.84234
(R) ESTAR HP FS (NG Heat, No Cool) | Baseline competed | New England, Mid Atlantic, East North Central, West North Central, South Atlantic, East South Central, West South Central, Mountain, Pacific | Residential (New), Residential (Existing) | Heating (Equip.), Cooling (Equip.) | 999 | 999 | 71.0792 | 1473.0368 | 0.032295 | 0.033132 | 0.033356 | 0.033533 | 0.033566 | 0.033514 | 0.033453 | 0.03305 | 0.032686 | 0.032423 | 0.032222 | 0.032038 | 0.0319 | 0.031802 | 0.031672 | 0.031508 | 0.031347 | 0.031201 | 0.031064 | 0.030944 | 0.030835 | 0.03071 | 0.030586 | 0.030444 | 0.030306
(R) ESTAR HP FS (NG Heat, No Cool) | Efficient competed | New England, Mid Atlantic, East North Central, West North Central, South Atlantic, East South Central, West South Central, Mountain, Pacific | Residential (New), Residential (Existing) | Heating (Equip.), Cooling (Equip.) | 999 | 999 | 71.0792 | 1473.0368 | 0.031499 | 0.031307 | 0.030424 | 0.029273 | 0.027719 | 0.026313 | 0.023943 | 0.0221 | 0.020159 | 0.01856 | 0.017137 | 0.015776 | 0.014467 | 0.012783 | 0.01125 | 0.009866 | 0.008677 | 0.007567 | 0.006336 | 0.005205 | 0.004555 | 0.004573 | 0.004546 | 0.004537 | 0.005201
(R) ESTAR HP FS (Other Fossil Furnace) | Baseline uncompeted | New England, Mid Atlantic, East North Central, West North Central, South Atlantic, East South Central, West South Central, Mountain, Pacific | Residential (New), Residential (Existing) | Heating (Equip.), Cooling (Equip.) | -4.7368 | 22.6043 | 24.3407 | 328.0193 | 16.1814 | 15.5222 | 15.1599 | 14.8407 | 14.5884 | 14.2679 | 13.8112 | 13.4407 | 13.1106 | 12.9193 | 12.775 | 12.6208 | 12.4743 | 12.2323 | 12.0586 | 11.9452 | 11.8647 | 11.7855 | 11.7061 | 11.6318 | 11.5528 | 11.489 | 11.4194 | 11.3507 | 11.3259
(R) ESTAR HP FS (Other Fossil Furnace) | Efficient uncompeted | New England, Mid Atlantic, East North Central, West North Central, South Atlantic, East South Central, West South Central, Mountain, Pacific | Residential (New), Residential (Existing) | Heating (Equip.), Cooling (Equip.) | -4.7368 | 22.6043 | 24.3407 | 328.0193 | 15.8624 | 14.4365 | 13.6502 | 12.9085 | 12.2047 | 11.4444 | 10.4446 | 9.6408 | 8.9125 | 8.3561 | 7.8801 | 7.394 | 6.9131 | 6.2836 | 5.731 | 5.2972 | 4.919 | 4.5645 | 4.1638 | 3.818 | 3.5022 | 3.1965 | 2.8851 | 2.8062 | 3.1518
(R) ESTAR HP FS (Other Fossil Furnace) | Baseline competed | New England, Mid Atlantic, East North Central, West North Central, South Atlantic, East South Central, West South Central, Mountain, Pacific | Residential (New), Residential (Existing) | Heating (Equip.), Cooling (Equip.) | -4.7368 | 22.6043 | 24.3407 | 328.0193 | 0.77597 | 0.75775 | 0.7738 | 0.78653 | 0.80194 | 0.81286 | 0.82473 | 0.8228 | 0.82471 | 0.82929 | 0.83498 | 0.84145 | 0.84537 | 0.85015 | 0.85557 | 0.8623 | 0.8673 | 0.87157 | 0.87459 | 0.87791 | 0.88234 | 0.88573 | 0.88829 | 0.8873 | 0.88349
(R) ESTAR HP FS (Other Fossil Furnace) | Efficient competed | New England, Mid Atlantic, East North Central, West North Central, South Atlantic, East South Central, West South Central, Mountain, Pacific | Residential (New), Residential (Existing) | Heating (Equip.), Cooling (Equip.) | -4.7368 | 22.6043 | 24.3407 | 328.0193 | 0.76164 | 0.7014 | 0.69076 | 0.67637 | 0.65662 | 0.63547 | 0.59785 | 0.56334 | 0.53266 | 0.50729 | 0.48475 | 0.46212 | 0.43699 | 0.40373 | 0.37261 | 0.34651 | 0.32186 | 0.29785 | 0.26928 | 0.24416 | 0.22089 | 0.19677 | 0.17163 | 0.16385 | 0.18916
(R) ESTAR HP FS (Other Fossil Heat, No Cool) | Baseline uncompeted | New England, Mid Atlantic, East North Central, West North Central, South Atlantic, East South Central, West South Central, Mountain, Pacific | Residential (New), Residential (Existing) | Heating (Equip.), Cooling (Equip.) | -7.2231 | 28.782 | 28.9041 | 394.816 | 2.1652 | 2.0875 | 2.0644 | 2.0354 | 2.0031 | 1.9713 | 1.9409 | 1.9116 | 1.8834 | 1.8576 | 1.8336 | 1.8098 | 1.7878 | 1.7665 | 1.7462 | 1.7265 | 1.708 | 1.6903 | 1.6734 | 1.6569 | 1.6405 | 1.6242 | 1.6082 | 1.5923 | 1.5765
(R) ESTAR HP FS (Other Fossil Heat, No Cool) | Efficient uncompeted | New England, Mid Atlantic, East North Central, West North Central, South Atlantic, East South Central, West South Central, Mountain, Pacific | Residential (New), Residential (Existing) | Heating (Equip.), Cooling (Equip.) | -7.2231 | 28.782 | 28.9041 | 394.816 | 2.1218 | 1.9317 | 1.847 | 1.7552 | 1.6366 | 1.5404 | 1.4129 | 1.315 | 1.2239 | 1.1408 | 1.0634 | 0.98666 | 0.91395 | 0.82946 | 0.74814 | 0.67615 | 0.61109 | 0.55092 | 0.48059 | 0.41976 | 0.36469 | 0.31048 | 0.25709 | 0.23976 | 0.29552
(R) ESTAR HP FS (Other Fossil Heat, No Cool) | Baseline competed | New England, Mid Atlantic, East North Central, West North Central, South Atlantic, East South Central, West South Central, Mountain, Pacific | Residential (New), Residential (Existing) | Heating (Equip.), Cooling (Equip.) | -7.2231 | 28.782 | 28.9041 | 394.816 | 0.049481 | 0.04786 | 0.049112 | 0.050288 | 0.051607 | 0.052753 | 0.053922 | 0.053909 | 0.0542 | 0.054637 | 0.055143 | 0.055734 | 0.056171 | 0.056708 | 0.057264 | 0.057841 | 0.058228 | 0.058544 | 0.058787 | 0.059029 | 0.059314 | 0.059522 | 0.05968 | 0.05957 | 0.059064
(R) ESTAR HP FS (Other Fossil Heat, No Cool) | Efficient competed | New England, Mid Atlantic, East North Central, West North Central, South Atlantic, East South Central, West South Central, Mountain, Pacific | Residential (New), Residential (Existing) | Heating (Equip.), Cooling (Equip.) | -7.2231 | 28.782 | 28.9041 | 394.816 | 0.04845 | 0.043788 | 0.043336 | 0.042712 | 0.041253 | 0.040307 | 0.037967 | 0.035783 | 0.033914 | 0.032249 | 0.030654 | 0.029099 | 0.027461 | 0.025373 | 0.023348 | 0.021469 | 0.019685 | 0.017912 | 0.01581 | 0.013906 | 0.012075 | 0.010216 | 0.008363 | 0.007754 | 0.009175
(R) ESTAR HP Pt. FS (NG Furnace) | Baseline uncompeted | New England, Mid Atlantic, East North Central, West North Central, South Atlantic, East South Central, West South Central, Mountain, Pacific | Residential (New), Residential (Existing) | Heating (Equip.), Cooling (Equip.) | 999 | 999 | 37.0014 | 747.893 | 57.7941 | 57.4262 | 55.9374 | 54.6868 | 53.8602 | 52.5501 | 50.3388 | 48.6672 | 47.2109 | 46.5652 | 46.1692 | 45.6926 | 45.2658 | 44.2436 | 43.5986 | 43.2664 | 43.1086 | 42.9488 | 42.781 | 42.6673 | 42.5217 | 42.4615 | 42.3639 | 42.267 | 42.4384
(R) ESTAR HP Pt. FS (NG Furnace) | Efficient uncompeted | New England, Mid Atlantic, East North Central, West North Central, South Atlantic, East South Central, West South Central, Mountain, Pacific | Residential (New), Residential (Existing) | Heating (Equip.), Cooling (Equip.) | 999 | 999 | 37.0014 | 747.893 | 57.0343 | 55.6914 | 53.1842 | 50.7648 | 48.7698 | 46.2903 | 42.4322 | 39.5621 | 36.8488 | 35.1471 | 33.8324 | 32.4658 | 31.1402 | 28.9766 | 27.2646 | 26.0781 | 25.1916 | 24.3638 | 23.4355 | 22.6427 | 22.239 | 22.3805 | 22.4472 | 22.5226 | 23.3955
(R) ESTAR HP Pt. FS (NG Furnace) | Baseline competed | New England, Mid Atlantic, East North Central, West North Central, South Atlantic, East South Central, West South Central, Mountain, Pacific | Residential (New), Residential (Existing) | Heating (Equip.), Cooling (Equip.) | 999 | 999 | 37.0014 | 747.893 | 1.6985 | 1.761 | 1.7715 | 1.7718 | 1.7706 | 1.7585 | 1.7455 | 1.7199 | 1.6968 | 1.6611 | 1.6299 | 1.5991 | 1.5705 | 1.5419 | 1.5146 | 1.4899 | 1.4674 | 1.4468 | 1.4267 | 1.4094 | 1.3924 | 1.3756 | 1.359 | 1.3427 | 1.3352
(R) ESTAR HP Pt. FS (NG Furnace) | Efficient competed | New England, Mid Atlantic, East North Central, West North Central, South Atlantic, East South Central, West South Central, Mountain, Pacific | Residential (New), Residential (Existing) | Heating (Equip.), Cooling (Equip.) | 999 | 999 | 37.0014 | 747.893 | 1.6742 | 1.7011 | 1.6725 | 1.6256 | 1.5762 | 1.5147 | 1.4267 | 1.3499 | 1.2719 | 1.1972 | 1.1339 | 1.0721 | 1.0127 | 0.93969 | 0.87304 | 0.81934 | 0.77372 | 0.73253 | 0.68768 | 0.64909 | 0.62745 | 0.62386 | 0.61818 | 0.61275 | 0.63915
(R) ESTAR HP Pt. FS (NG Heat, No Cool) | Baseline uncompeted | New England, Mid Atlantic, East North Central, West North Central, South Atlantic, East South Central, West South Central, Mountain, Pacific | Residential (New), Residential (Existing) | Heating (Equip.), Cooling (Equip.) | 999 | 999 | 102.2002 | 2101.2303 | 4.3737 | 4.4693 | 4.4529 | 4.4113 | 4.3585 | 4.301 | 4.2398 | 4.1836 | 4.1222 | 4.0687 | 4.0208 | 3.9736 | 3.9394 | 3.9057 | 3.8692 | 3.8272 | 3.7872 | 3.7493 | 3.7138 | 3.6816 | 3.6496 | 3.6173 | 3.5864 | 3.5554 | 3.5248
(R) ESTAR HP Pt. FS (NG Heat, No Cool) | Efficient uncompeted | New England, Mid Atlantic, East North Central, West North Central, South Atlantic, East South Central, West South Central, Mountain, Pacific | Residential (New), Residential (Existing) | Heating (Equip.), Cooling (Equip.) | 999 | 999 | 102.2002 | 2101.2303 | 4.3269 | 4.3514 | 4.2558 | 4.1165 | 3.9454 | 3.7874 | 3.5376 | 3.3629 | 3.1542 | 2.9943 | 2.86 | 2.7299 | 2.6101 | 2.4407 | 2.2955 | 2.1697 | 2.0658 | 1.972 | 1.8646 | 1.77 | 1.7047 | 1.7004 | 1.6895 | 1.6811 | 1.7524
(R) ESTAR HP Pt. FS (NG Heat, No Cool) | Baseline competed | New England, Mid Atlantic, East North Central, West North Central, South Atlantic, East South Central, West South Central, Mountain, Pacific | Residential (New), Residential (Existing) | Heating (Equip.), Cooling (Equip.) | 999 | 999 | 102.2002 | 2101.2303 | 0.051451 | 0.052735 | 0.052916 | 0.052974 | 0.052781 | 0.052445 | 0.052069 | 0.051195 | 0.050331 | 0.049601 | 0.048955 | 0.048325 | 0.047803 | 0.04733 | 0.046818 | 0.046252 | 0.0457 | 0.045177 | 0.044676 | 0.044208 | 0.043719 | 0.043217 | 0.042726 | 0.042222 | 0.041726
(R) ESTAR HP Pt. FS (NG Heat, No Cool) | Efficient competed | New England, Mid Atlantic, East North Central, West North Central, South Atlantic, East South Central, West South Central, Mountain, Pacific | Residential (New), Residential (Existing) | Heating (Equip.), Cooling (Equip.) | 999 | 999 | 102.2002 | 2101.2303 | 0.050519 | 0.050652 | 0.049588 | 0.048193 | 0.046329 | 0.044548 | 0.041891 | 0.039555 | 0.037022 | 0.034961 | 0.033156 | 0.031414 | 0.029776 | 0.02777 | 0.025959 | 0.02432 | 0.022889 | 0.021569 | 0.020151 | 0.018858 | 0.018007 | 0.017857 | 0.017656 | 0.017469 | 0.017933
(R) ESTAR HP Pt. FS (Other Fossil Furnace) | Baseline uncompeted | New England, Mid Atlantic, East North Central, West North Central, South Atlantic, East South Central, West South Central, Mountain, Pacific | Residential (New), Residential (Existing) | Heating (Equip.), Cooling (Equip.) | -9.741 | 37.4915 | 34.5136 | 459.8213 | 16.1814 | 15.5222 | 15.1599 | 14.8407 | 14.5884 | 14.2679 | 13.8112 | 13.4407 | 13.1106 | 12.9193 | 12.775 | 12.6208 | 12.4743 | 12.2323 | 12.0586 | 11.9452 | 11.8647 | 11.7855 | 11.7061 | 11.6318 | 11.5528 | 11.489 | 11.4194 | 11.3507 | 11.3259
(R) ESTAR HP Pt. FS (Other Fossil Furnace) | Efficient uncompeted | New England, Mid Atlantic, East North Central, West North Central, South Atlantic, East South Central, West South Central, Mountain, Pacific | Residential (New), Residential (Existing) | Heating (Equip.), Cooling (Equip.) | -9.741 | 37.4915 | 34.5136 | 459.8213 | 15.9725 | 14.7581 | 14.1096 | 13.5113 | 12.956 | 12.3426 | 11.5342 | 10.8813 | 10.2891 | 9.8607 | 9.5041 | 9.1349 | 8.7714 | 8.2781 | 7.8566 | 7.537 | 7.2635 | 7.0071 | 6.7183 | 6.468 | 6.2368 | 6.0177 | 5.7939 | 5.719 | 5.9438
(R) ESTAR HP Pt. FS (Other Fossil Furnace) | Baseline competed | New England, Mid Atlantic, East North Central, West North Central, South Atlantic, East South Central, West South Central, Mountain, Pacific | Residential (New), Residential (Existing) | Heating (Equip.), Cooling (Equip.) | -9.741 | 37.4915 | 34.5136 | 459.8213 | 0.63461 | 0.61812 | 0.62499 | 0.62794 | 0.63074 | 0.62998 | 0.62912 | 0.6201 | 0.61259 | 0.60707 | 0.60258 | 0.59819 | 0.59328 | 0.58824 | 0.58369 | 0.58018 | 0.57664 | 0.57317 | 0.56929 | 0.56583 | 0.56288 | 0.55968 | 0.55608 | 0.55202 | 0.55057
(R) ESTAR HP Pt. FS (Other Fossil Furnace) | Efficient competed | New England, Mid Atlantic, East North Central, West North Central, South Atlantic, East South Central, West South Central, Mountain, Pacific | Residential (New), Residential (Existing) | Heating (Equip.), Cooling (Equip.) | -9.741 | 37.4915 | 34.5136 | 459.8213 | 0.62747 | 0.58755 | 0.58007 | 0.56939 | 0.55423 | 0.53781 | 0.51242 | 0.48822 | 0.46602 | 0.44818 | 0.43296 | 0.41778 | 0.40191 | 0.38163 | 0.36329 | 0.34865 | 0.33536 | 0.32295 | 0.30857 | 0.29628 | 0.28524 | 0.27418 | 0.26273 | 0.25813 | 0.26983
(R) ESTAR HP Pt. FS (Other Fossil Heat, No Cool) | Baseline uncompeted | New England, Mid Atlantic, East North Central, West North Central, South Atlantic, East South Central, West South Central, Mountain, Pacific | Residential (New), Residential (Existing) | Heating (Equip.), Cooling (Equip.) | -14.933 | 69.0628 | 45.3933 | 603.0604 | 2.1652 | 2.0875 | 2.0644 | 2.0354 | 2.0031 | 1.9713 | 1.9409 | 1.9116 | 1.8834 | 1.8576 | 1.8336 | 1.8098 | 1.7878 | 1.7665 | 1.7462 | 1.7265 | 1.708 | 1.6903 | 1.6734 | 1.6569 | 1.6405 | 1.6242 | 1.6082 | 1.5923 | 1.5765
(R) ESTAR HP Pt. FS (Other Fossil Heat, No Cool) | Efficient uncompeted | New England, Mid Atlantic, East North Central, West North Central, South Atlantic, East South Central, West South Central, Mountain, Pacific | Residential (New), Residential (Existing) | Heating (Equip.), Cooling (Equip.) | -14.933 | 69.0628 | 45.3933 | 603.0604 | 2.1397 | 1.9845 | 1.9228 | 1.8552 | 1.7678 | 1.6958 | 1.6075 | 1.5366 | 1.4697 | 1.4093 | 1.3538 | 1.298 | 1.2455 | 1.1859 | 1.1278 | 1.0768 | 1.0303 | 0.98769 | 0.9379 | 0.89476 | 0.85586 | 0.81757 | 0.77982 | 0.76357 | 0.79844
(R) ESTAR HP Pt. FS (Other Fossil Heat, No Cool) | Baseline competed | New England, Mid Atlantic, East North Central, West North Central, South Atlantic, East South Central, West South Central, Mountain, Pacific | Residential (New), Residential (Existing) | Heating (Equip.), Cooling (Equip.) | -14.933 | 69.0628 | 45.3933 | 603.0604 | 0.033882 | 0.032633 | 0.033034 | 0.033297 | 0.033486 | 0.033568 | 0.03363 | 0.033122 | 0.032704 | 0.032357 | 0.032044 | 0.03175 | 0.031443 | 0.031173 | 0.030922 | 0.030681 | 0.030409 | 0.030137 | 0.02986 | 0.02959 | 0.029334 | 0.029064 | 0.028787 | 0.028497 | 0.028224
(R) ESTAR HP Pt. FS (Other Fossil Heat, No Cool) | Efficient competed | New England, Mid Atlantic, East North Central, West North Central, South Atlantic, East South Central, West South Central, Mountain, Pacific | Residential (New), Residential (Existing) | Heating (Equip.), Cooling (Equip.) | -14.933 | 69.0628 | 45.3933 | 603.0604 | 0.033452 | 0.030744 | 0.030451 | 0.030034 | 0.029136 | 0.028473 | 0.027347 | 0.02613 | 0.025042 | 0.024083 | 0.023198 | 0.022334 | 0.021485 | 0.020535 | 0.019623 | 0.018803 | 0.018033 | 0.0173 | 0.016478 | 0.015742 | 0.015054 | 0.014373 | 0.013714 | 0.013414 | 0.013754
(R) ESTAR HP TS (Resist.) | Baseline uncompeted | New England, Mid Atlantic, East North Central, West North Central, South Atlantic, East South Central, West South Central, Mountain, Pacific | Residential (New), Residential (Existing) | Heating (Equip.), Cooling (Equip.) | -5.8315 | 25.0832 | 148.9998 | 2088.3059 | 18.7858 | 16.909 | 15.4496 | 14.4344 | 14.063 | 13.1269 | 11.1568 | 9.9257 | 8.9357 | 8.7115 | 8.7202 | 8.6591 | 8.5607 | 7.8622 | 7.5192 | 7.5426 | 7.7046 | 7.8515 | 7.9507 | 8.0829 | 8.2077 | 8.3855 | 8.5251 | 8.6512 | 9.0459
(R) ESTAR HP TS (Resist.) | Efficient uncompeted | New England, Mid Atlantic, East North Central, West North Central, South Atlantic, East South Central, West South Central, Mountain, Pacific | Residential (New), Residential (Existing) | Heating (Equip.), Cooling (Equip.) | -5.8315 | 25.0832 | 148.9998 | 2088.3059 | 18.4357 | 16.2892 | 14.6124 | 13.4121 | 12.8474 | 11.7987 | 9.8902 | 8.6628 | 7.6772 | 7.373 | 7.2734 | 7.1197 | 6.9444 | 6.2907 | 5.9464 | 5.894 | 5.9547 | 6.0022 | 6.0226 | 6.0689 | 6.1013 | 6.1888 | 6.2602 | 6.3725 | 6.676
(R) ESTAR HP TS (Resist.) | Baseline competed | New England, Mid Atlantic, East North Central, West North Central, South Atlantic, East South Central, West South Central, Mountain, Pacific | Residential (New), Residential (Existing) | Heating (Equip.), Cooling (Equip.) | -5.8315 | 25.0832 | 148.9998 | 2088.3059 | 2.1828 | 1.9523 | 1.7387 | 1.5858 | 1.5519 | 1.4696 | 1.2496 | 1.0705 | 0.92785 | 0.87043 | 0.83979 | 0.80426 | 0.76711 | 0.6816 | 0.62975 | 0.61106 | 0.60393 | 0.59665 | 0.58474 | 0.57741 | 0.57126 | 0.56823 | 0.55793 | 0.54716 | 0.56734
(R) ESTAR HP TS (Resist.) | Efficient competed | New England, Mid Atlantic, East North Central, West North Central, South Atlantic, East South Central, West South Central, Mountain, Pacific | Residential (New), Residential (Existing) | Heating (Equip.), Cooling (Equip.) | -5.8315 | 25.0832 | 148.9998 | 2088.3059 | 2.1433 | 1.886 | 1.6549 | 1.4879 | 1.4339 | 1.3374 | 1.124 | 0.95163 | 0.81515 | 0.75625 | 0.72191 | 0.68425 | 0.64632 | 0.56901 | 0.5215 | 0.50197 | 0.49255 | 0.48327 | 0.47093 | 0.46257 | 0.45515 | 0.45116 | 0.44247 | 0.43614 | 0.45562
(R) ESTAR HPWH TS | Baseline uncompeted | New England, Mid Atlantic, East North Central, West North Central, South Atlantic, East South Central, West South Central, Mountain, Pacific | Residential (New), Residential (Existing) | Water Heating | 10.3546 | 7.4546 | 42.2519 | 578.449 | 16.057 | 14.3461 | 12.7948 | 11.5528 | 10.5347 | 9.4574 | 7.682 | 6.4971 | 5.6657 | 5.2803 | 5.034 | 4.7759 | 4.5516 | 3.9385 | 3.6915 | 3.6283 | 3.6349 | 3.6601 | 3.683 | 3.7176 | 3.732 | 3.778 | 3.8036 | 3.827 | 3.9276
(R) ESTAR HPWH TS | Efficient uncompeted | New England, Mid Atlantic, East North Central, West North Central, South Atlantic, East South Central, West South Central, Mountain, Pacific | Residential (New), Residential (Existing) | Water Heating | 10.3546 | 7.4546 | 42.2519 | 578.449 | 15.0156 | 12.5003 | 10.3562 | 8.6572 | 7.2879 | 6.006 | 4.4563 | 3.4224 | 2.6869 | 2.2334 | 1.8787 | 1.5631 | 1.2989 | 1.0987 | 1.0294 | 1.0118 | 1.0136 | 1.0205 | 1.0269 | 1.0365 | 1.0405 | 1.0533 | 1.0604 | 1.0669 | 1.095
(R) ESTAR HPWH TS | Baseline competed | New England, Mid Atlantic, East North Central, West North Central, South Atlantic, East South Central, West South Central, Mountain, Pacific | Residential (New), Residential (Existing) | Water Heating | 10.3546 | 7.4546 | 42.2519 | 578.449 | 13.8853 | 12.3906 | 11.0239 | 9.8977 | 8.9633 | 7.9834 | 6.424 | 5.3332 | 4.5608 | 4.1651 | 3.89 | 3.616 | 3.3828 | 2.8603 | 2.6212 | 2.5205 | 2.4727 | 2.4411 | 2.4102 | 2.3892 | 2.3574 | 2.3476 | 2.3266 | 2.3062 | 2.3339
(R) ESTAR HPWH TS | Efficient competed | New England, Mid Atlantic, East North Central, West North Central, South Atlantic, East South Central, West South Central, Mountain, Pacific | Residential (New), Residential (Existing) | Water Heating | 10.3546 | 7.4546 | 42.2519 | 578.449 | 12.9847 | 10.7977 | 8.9257 | 7.4222 | 6.2075 | 5.0771 | 3.7328 | 2.8151 | 2.1677 | 1.7653 | 1.4542 | 1.1847 | 0.96553 | 0.798 | 0.73103 | 0.70289 | 0.68954 | 0.68068 | 0.67204 | 0.66614 | 0.65725 | 0.65451 | 0.64865 | 0.64295 | 0.65069
(R) Induction Range FS | Baseline uncompeted | New England, Mid Atlantic, East North Central, West North Central, South Atlantic, East South Central, West South Central, Mountain, Pacific | Residential (New), Residential (Existing) | Cooking | -21.265 | 999 | 203.6244 | 3907.8862 | 1.9014 | 1.8993 | 1.8969 | 1.8943 | 1.8917 | 1.8888 | 1.8854 | 1.8819 | 1.8789 | 1.8765 | 1.8748 | 1.8738 | 1.8751 | 1.8781 | 1.8829 | 1.8893 | 1.8974 | 1.9055 | 1.9135 | 1.9218 | 1.9303 | 1.939 | 1.9479 | 1.9572 | 1.9668
(R) Induction Range FS | Efficient uncompeted | New England, Mid Atlantic, East North Central, West North Central, South Atlantic, East South Central, West South Central, Mountain, Pacific | Residential (New), Residential (Existing) | Cooking | -21.265 | 999 | 203.6244 | 3907.8862 | 1.7859 | 1.6621 | 1.5382 | 1.4118 | 1.2943 | 1.1682 | 1.0365 | 0.90922 | 0.77404 | 0.65266 | 0.54031 | 0.42969 | 0.32162 | 0.20121 | 0.14013 | 0.13503 | 0.13631 | 0.13877 | 0.13735 | 0.13828 | 0.1387 | 0.14204 | 0.14234 | 0.14277 | 0.16398
(R) Induction Range FS | Baseline competed | New England, Mid Atlantic, East North Central, West North Central, South Atlantic, East South Central, West South Central, Mountain, Pacific | Residential (New), Residential (Existing) | Cooking | -21.265 | 999 | 203.6244 | 3907.8862 | 0.00038 | 0.000382 | 0.000385 | 0.00039 | 0.000396 | 0.000403 | 0.000411 | 0.000421 | 0.000431 | 0.000443 | 0.000456 | 0.00047 | 0.000484 | 0.000499 | 0.000517 | 0.000536 | 0.000556 | 0.000575 | 0.000595 | 0.000616 | 0.000636 | 0.000657 | 0.000678 | 0.000699 | 0.000721
(R) Induction Range FS | Efficient competed | New England, Mid Atlantic, East North Central, West North Central, South Atlantic, East South Central, West South Central, Mountain, Pacific | Residential (New), Residential (Existing) | Cooking | -21.265 | 999 | 203.6244 | 3907.8862 | 0.000357 | 0.000334 | 0.000312 | 0.00029 | 0.00027 | 0.000248 | 0.000225 | 0.000202 | 0.000177 | 0.000153 | 0.000131 | 0.000107 | 8.3e-05 | 5.3e-05 | 3.9e-05 | 3.8e-05 | 4e-05 | 4.2e-05 | 4.3e-05 | 4.4e-05 | 4.6e-05 | 4.8e-05 | 5e-05 | 5.1e-05 | 6e-05
(R) Induction Range TS | Baseline uncompeted | New England, Mid Atlantic, East North Central, West North Central, South Atlantic, East South Central, West South Central, Mountain, Pacific | Residential (New), Residential (Existing) | Cooking | -19.9329 | 999 | 1216.2467 | 17459.7429 | 2.6496 | 2.405 | 2.2039 | 2.0962 | 2.0013 | 1.9335 | 1.6847 | 1.5299 | 1.4088 | 1.3861 | 1.3952 | 1.3927 | 1.3939 | 1.2636 | 1.2243 | 1.2312 | 1.2565 | 1.2825 | 1.3014 | 1.3267 | 1.3445 | 1.378 | 1.4013 | 1.4239 | 1.5015
(R) Induction Range TS | Efficient uncompeted | New England, Mid Atlantic, East North Central, West North Central, South Atlantic, East South Central, West South Central, Mountain, Pacific | Residential (New), Residential (Existing) | Cooking | -19.9329 | 999 | 1216.2467 | 17459.7429 | 2.6074 | 2.3289 | 2.1006 | 1.9665 | 1.8487 | 1.7584 | 1.5087 | 1.3494 | 1.2237 | 1.1857 | 1.1756 | 1.156 | 1.1397 | 1.0178 | 0.97224 | 0.96443 | 0.97816 | 0.9983 | 1.0131 | 1.0327 | 1.0466 | 1.0727 | 1.0908 | 1.1084 | 1.1688
(R) Induction Range TS | Baseline competed | New England, Mid Atlantic, East North Central, West North Central, South Atlantic, East South Central, West South Central, Mountain, Pacific | Residential (New), Residential (Existing) | Cooking | -19.9329 | 999 | 1216.2467 | 17459.7429 | 0.42388 | 0.38511 | 0.35351 | 0.33716 | 0.32302 | 0.31348 | 0.27452 | 0.25068 | 0.23223 | 0.22993 | 0.23297 | 0.23415 | 0.23599 | 0.21545 | 0.21025 | 0.21285 | 0.21902 | 0.22537 | 0.23053 | 0.23685 | 0.24188 | 0.24979 | 0.25593 | 0.26197 | 0.27823
(R) Induction Range TS | Efficient competed | New England, Mid Atlantic, East North Central, West North Central, South Atlantic, East South Central, West South Central, Mountain, Pacific | Residential (New), Residential (Existing) | Cooking | -19.9329 | 999 | 1216.2467 | 17459.7429 | 0.41713 | 0.37292 | 0.33692 | 0.31625 | 0.29833 | 0.28501 | 0.24577 | 0.22104 | 0.20164 | 0.19663 | 0.19624 | 0.1943 | 0.19293 | 0.17353 | 0.16695 | 0.16673 | 0.17051 | 0.17544 | 0.17945 | 0.18437 | 0.18828 | 0.19445 | 0.19922 | 0.20392 | 0.21658
(R) Min. Efficiency ASHP FS (NG Furnace) | Baseline uncompeted | New England, Mid Atlantic, East North Central, West North Central, South Atlantic, East South Central, West South Central, Mountain, Pacific | Residential (New), Residential (Existing) | Heating (Equip.), Cooling (Equip.) | 999 | 999 | 35.5652 | 737.7746 | 57.7941 | 57.4262 | 55.9374 | 54.6868 | 53.8602 | 52.5501 | 50.3388 | 48.6672 | 47.2109 | 46.5652 | 46.1692 | 45.6926 | 45.2658 | 44.2436 | 43.5986 | 43.2664 | 43.1086 | 42.9488 | 42.781 | 42.6673 | 42.5217 | 42.4615 | 42.3639 | 42.267 | 42.4384
(R) Min. Efficiency ASHP FS (NG Furnace) | Efficient uncompeted | New England, Mid Atlantic, East North Central, West North Central, South Atlantic, East South Central, West South Central, Mountain, Pacific | Residential (New), Residential (Existing) | Heating (Equip.), Cooling (Equip.) | 999 | 999 | 35.5652 | 737.7746 | 56.9172 | 55.316 | 52.5259 | 49.7082 | 47.2853 | 44.3734 | 39.7058 | 36.3311 | 33.1459 | 31.0438 | 29.38 | 27.6816 | 26.0185 | 23.3755 | 21.2028 | 19.6638 | 18.5091 | 17.4385 | 16.2147 | 15.1652 | 14.6811 | 14.9115 | 15.0466 | 15.2021 | 16.4877
(R) Min. Efficiency ASHP FS (NG Furnace) | Baseline competed | New England, Mid Atlantic, East North Central, West North Central, South Atlantic, East South Central, West South Central, Mountain, Pacific | Residential (New), Residential (Existing) | Heating (Equip.), Cooling (Equip.) | 999 | 999 | 35.5652 | 737.7746 | 0.65186 | 0.68449 | 0.69741 | 0.7052 | 0.7147 | 0.71579 | 0.71642 | 0.71979 | 0.72462 | 0.7222 | 0.72208 | 0.72139 | 0.7199 | 0.71685 | 0.71418 | 0.7138 | 0.71421 | 0.71511 | 0.71521 | 0.71663 | 0.7195 | 0.72191 | 0.72352 | 0.7247 | 0.73413
(R) Min. Efficiency ASHP FS (NG Furnace) | Efficient competed | New England, Mid Atlantic, East North Central, West North Central, South Atlantic, East South Central, West South Central, Mountain, Pacific | Residential (New), Residential (Existing) | Heating (Equip.), Cooling (Equip.) | 999 | 999 | 35.5652 | 737.7746 | 0.64021 | 0.6547 | 0.64742 | 0.6297 | 0.61225 | 0.58565 | 0.54169 | 0.51196 | 0.4812 | 0.45166 | 0.42752 | 0.40306 | 0.37778 | 0.34203 | 0.30842 | 0.28279 | 0.26171 | 0.24245 | 0.21916 | 0.1993 | 0.1913 | 0.19493 | 0.19659 | 0.19839 | 0.2266
(R) Ref. Case ASHP | Baseline uncompeted | New England, Mid Atlantic, East North Central, West North Central, South Atlantic, East South Central, West South Central, Mountain, Pacific | Residential (New), Residential (Existing) | Heating (Equip.), Cooling (Equip.) | 999 | 999 | 999 | 999 | 11.4554 | 10.6456 | 9.5818 | 9.2342 | 8.9508 | 8.7127 | 7.7447 | 6.9581 | 6.5858 | 6.5824 | 6.652 | 6.6533 | 6.6764 | 6.0054 | 5.9146 | 6.042 | 6.2414 | 6.42 | 6.6523 | 6.8861 | 7.054 | 7.2954 | 7.5115 | 7.7381 | 7.9173
(R) Ref. Case ASHP | Efficient uncompeted | New England, Mid Atlantic, East North Central, West North Central, South Atlantic, East South Central, West South Central, Mountain, Pacific | Residential (New), Residential (Existing) | Heating (Equip.), Cooling (Equip.) | 999 | 999 | 999 | 999 | 11.5088 | 10.7439 | 9.7124 | 9.3999 | 9.148 | 8.9401 | 7.9782 | 7.1938 | 6.8334 | 6.8538 | 6.9495 | 6.9735 | 7.0198 | 6.334 | 6.2559 | 6.4055 | 6.6238 | 6.8142 | 7.062 | 7.3108 | 7.4894 | 7.7462 | 7.9762 | 8.2177 | 8.4081
(R) Ref. Case ASHP | Baseline competed | New England, Mid Atlantic, East North Central, West North Central, South Atlantic, East South Central, West South Central, Mountain, Pacific | Residential (New), Residential (Existing) | Heating (Equip.), Cooling (Equip.) | 999 | 999 | 999 | 999 | 11.4554 | 10.6456 | 9.5818 | 9.2342 | 8.9508 | 8.7127 | 7.7447 | 6.9581 | 6.5858 | 6.4364 | 6.3703 | 6.249 | 6.1588 | 5.4536 | 5.2974 | 5.303 | 5.3784 | 5.4385 | 5.5515 | 5.6643 | 5.7204 | 5.8419 | 5.944 | 6.0598 | 6.1314
(R) Ref. Case ASHP | Efficient competed | New England, Mid Atlantic, East North Central, West North Central, South Atlantic, East South Central, West South Central, Mountain, Pacific | Residential (New), Residential (Existing) | Heating (Equip.), Cooling (Equip.) | 999 | 999 | 999 | 999 | 11.5088 | 10.7439 | 9.7124 | 9.3999 | 9.148 | 8.9401 | 7.9782 | 7.1938 | 6.8334 | 6.7014 | 6.6546 | 6.5494 | 6.4757 | 5.7526 | 5.6047 | 5.6246 | 5.7114 | 5.7763 | 5.8975 | 6.0182 | 6.0784 | 6.2082 | 6.3172 | 6.4411 | 6.5175
(R) Ref. Case Bio or No Heat & AC | Baseline uncompeted | New England, Mid Atlantic, East North Central, West North Central, South Atlantic, East South Central, West South Central, Mountain, Pacific | Residential (New), Residential (Existing) | Heating (Equip.), Cooling (Equip.) | 999 | 0 | 999 | 999 | 7.2948 | 7.0081 | 6.8188 | 6.7083 | 6.6292 | 6.4765 | 6.2267 | 6.0492 | 5.9186 | 5.8548 | 5.8023 | 5.7513 | 5.7012 | 5.592 | 5.5153 | 5.4719 | 5.4405 | 5.4052 | 5.3679 | 5.3483 | 5.3288 | 5.3176 | 5.3001 | 5.2854 | 5.2996
(R) Ref. Case Bio or No Heat & AC | Efficient uncompeted | New England, Mid Atlantic, East North Central, West North Central, South Atlantic, East South Central, West South Central, Mountain, Pacific | Residential (New), Residential (Existing) | Heating (Equip.), Cooling (Equip.) | 999 | 0 | 999 | 999 | 7.2948 | 7.0081 | 6.8188 | 6.7083 | 6.6292 | 6.4765 | 6.2267 | 6.0492 | 5.9186 | 5.8548 | 5.8023 | 5.7513 | 5.7012 | 5.592 | 5.5153 | 5.4719 | 5.4405 | 5.4052 | 5.3679 | 5.3483 | 5.3288 | 5.3176 | 5.3001 | 5.2854 | 5.2996
(R) Ref. Case Bio or No Heat & AC | Baseline competed | New England, Mid Atlantic, East North Central, West North Central, South Atlantic, East South Central, West South Central, Mountain, Pacific | Residential (New), Residential (Existing) | Heating (Equip.), Cooling (Equip.) | 999 | 0 | 999 | 999 | 7.2948 | 7.0081 | 6.8188 | 6.7083 | 6.6292 | 6.4765 | 6.2267 | 6.0492 | 5.9186 | 5.8548 | 5.8023 | 5.7513 | 5.7012 | 5.592 | 5.5153 | 5.4719 | 5.4405 | 5.4052 | 5.3679 | 5.3483 | 5.3288 | 5.3176 | 5.3001 | 5.2854 | 5.2996
(R) Ref. Case Bio or No Heat & AC | Efficient competed | New England, Mid Atlantic, East North Central, West North Central, South Atlantic, East South Central, West South Central, Mountain, Pacific | Residential (New), Residential (Existing) | Heating (Equip.), Cooling (Equip.) | 999 | 0 | 999 | 999 | 7.2948 | 7.0081 | 6.8188 | 6.7083 | 6.6292 | 6.4765 | 6.2267 | 6.0492 | 5.9186 | 5.8548 | 5.8023 | 5.7513 | 5.7012 | 5.592 | 5.5153 | 5.4719 | 5.4405 | 5.4052 | 5.3679 | 5.3483 | 5.3288 | 5.3176 | 5.3001 | 5.2854 | 5.2996
(R) Ref. Case Clothes Washer | Baseline uncompeted | New England, Mid Atlantic, East North Central, West North Central, South Atlantic, East South Central, West South Central, Mountain, Pacific | Residential (New), Residential (Existing) | Other | 999 | 0 | 999 | 999 | 1.5023 | 1.305 | 1.1527 | 1.0388 | 0.95471 | 0.86589 | 0.70821 | 0.61145 | 0.52285 | 0.48804 | 0.4734 | 0.45945 | 0.45076 | 0.40598 | 0.38847 | 0.38728 | 0.39351 | 0.4004 | 0.4036 | 0.4096 | 0.4136 | 0.4236 | 0.42993 | 0.43622 | 0.46507
(R) Ref. Case Clothes Washer | Efficient uncompeted | New England, Mid Atlantic, East North Central, West North Central, South Atlantic, East South Central, West South Central, Mountain, Pacific | Residential (New), Residential (Existing) | Other | 999 | 0 | 999 | 999 | 1.5023 | 1.305 | 1.1527 | 1.0388 | 0.95471 | 0.86589 | 0.70821 | 0.61145 | 0.52285 | 0.48804 | 0.4734 | 0.45945 | 0.45076 | 0.40598 | 0.38847 | 0.38728 | 0.39351 | 0.4004 | 0.4036 | 0.4096 | 0.4136 | 0.4236 | 0.42993 | 0.43622 | 0.46507
(R) Ref. Case Clothes Washer | Baseline competed | New England, Mid Atlantic, East North Central, West North Central, South Atlantic, East South Central, West South Central, Mountain, Pacific | Residential (New), Residential (Existing) | Other | 999 | 0 | 999 | 999 | 0.83314 | 0.72383 | 0.64019 | 0.57762 | 0.5315 | 0.48261 | 0.39518 | 0.34159 | 0.29243 | 0.27327 | 0.26536 | 0.25782 | 0.25318 | 0.22823 | 0.21856 | 0.21805 | 0.2217 | 0.22571 | 0.22764 | 0.23113 | 0.23348 | 0.23921 | 0.24287 | 0.24649 | 0.26286
(R) Ref. Case Clothes Washer | Efficient competed | New England, Mid Atlantic, East North Central, West North Central, South Atlantic, East South Central, West South Central, Mountain, Pacific | Residential (New), Residential (Existing) | Other | 999 | 0 | 999 | 999 | 0.83314 | 0.72383 | 0.64019 | 0.57762 | 0.5315 | 0.48261 | 0.39518 | 0.34159 | 0.29243 | 0.27327 | 0.26536 | 0.25782 | 0.25318 | 0.22823 | 0.21856 | 0.21805 | 0.2217 | 0.22571 | 0.22764 | 0.23113 | 0.23348 | 0.23921 | 0.24287 | 0.24649 | 0.26286
(R) Ref. Case Dishwasher | Baseline uncompeted | New England, Mid Atlantic, East North Central, West North Central, South Atlantic, East South Central, West South Central, Mountain, Pacific | Residential (New), Residential (Existing) | Other | 999 | 0 | 999 | 999 | 1.4211 | 1.2744 | 1.1664 | 1.0906 | 1.0438 | 0.98733 | 0.85043 | 0.76757 | 0.68232 | 0.66012 | 0.66145 | 0.65916 | 0.65891 | 0.60166 | 0.58304 | 0.58803 | 0.60437 | 0.62198 | 0.63333 | 0.64902 | 0.66109 | 0.68332 | 0.69886 | 0.71464 | 0.77234
(R) Ref. Case Dishwasher | Efficient uncompeted | New England, Mid Atlantic, East North Central, West North Central, South Atlantic, East South Central, West South Central, Mountain, Pacific | Residential (New), Residential (Existing) | Other | 999 | 0 | 999 | 999 | 1.4211 | 1.2744 | 1.1664 | 1.0906 | 1.0438 | 0.98733 | 0.85043 | 0.76757 | 0.68232 | 0.66012 | 0.66145 | 0.65916 | 0.65891 | 0.60166 | 0.58304 | 0.58803 | 0.60437 | 0.62198 | 0.63333 | 0.64902 | 0.66109 | 0.68332 | 0.69886 | 0.71464 | 0.77234
(R) Ref. Case Dishwasher | Baseline competed | New England, Mid Atlantic, East North Central, West North Central, South Atlantic, East South Central, West South Central, Mountain, Pacific | Residential (New), Residential (Existing) | Other | 999 | 0 | 999 | 999 | 0.71054 | 0.63719 | 0.58318 | 0.54529 | 0.5219 | 0.49367 | 0.42521 | 0.38379 | 0.34116 | 0.33006 | 0.33073 | 0.32958 | 0.32946 | 0.30083 | 0.29152 | 0.29402 | 0.30218 | 0.31099 | 0.31667 | 0.32451 | 0.33054 | 0.34166 | 0.34943 | 0.35732 | 0.38617
(R) Ref. Case Dishwasher | Efficient competed | New England, Mid Atlantic, East North Central, West North Central, South Atlantic, East South Central, West South Central, Mountain, Pacific | Residential (New), Residential (Existing) | Other | 999 | 0 | 999 | 999 | 0.71054 | 0.63719 | 0.58318 | 0.54529 | 0.5219 | 0.49367 | 0.42521 | 0.38379 | 0.34116 | 0.33006 | 0.33073 | 0.32958 | 0.32946 | 0.30083 | 0.29152 | 0.29402 | 0.30218 | 0.31099 | 0.31667 | 0.32451 | 0.33054 | 0.34166 | 0.34943 | 0.35732 | 0.38617
(R) Ref. Case Electric Dryer | Baseline uncompeted | New England, Mid Atlantic, East North Central, West North Central, South Atlantic, East South Central, West South Central, Mountain, Pacific | Residential (New), Residential (Existing) | Other | 999 | 0 | 999 | 999 | 7.2519 | 6.5478 | 5.9739 | 5.6208 | 5.3168 | 4.9983 | 4.2012 | 3.7318 | 3.3859 | 3.3105 | 3.3191 | 3.3077 | 3.2959 | 3.0039 | 2.9159 | 2.9662 | 3.0606 | 3.1524 | 3.2368 | 3.3333 | 3.4173 | 3.5292 | 3.6259 | 3.718 | 3.8864
(R) Ref. Case Electric Dryer | Efficient uncompeted | New England, Mid Atlantic, East North Central, West North Central, South Atlantic, East South Central, West South Central, Mountain, Pacific | Residential (New), Residential (Existing) | Other | 999 | 0 | 999 | 999 | 7.2519 | 6.5478 | 5.9739 | 5.6208 | 5.3168 | 4.9983 | 4.2012 | 3.7318 | 3.3859 | 3.3105 | 3.3191 | 3.3077 | 3.2959 | 3.0039 | 2.9159 | 2.9662 | 3.0606 | 3.1524 | 3.2368 | 3.3333 | 3.4173 | 3.5292 | 3.6259 | 3.718 | 3.8864
(R) Ref. Case Electric Dryer | Baseline competed | New England, Mid Atlantic, East North Central, West North Central, South Atlantic, East South Central, West South Central, Mountain, Pacific | Residential (New), Residential (Existing) | Other | 999 | 0 | 999 | 999 | 0.070423 | 0.065536 | 0.054559 | 0.046846 | 0.040481 | 0.034761 | 0.026699 | 0.021694 | 0.017996 | 0.016095 | 0.014776 | 0.013495 | 0.012335 | 0.010252 | 0.009091 | 0.008458 | 0.007983 | 0.007529 | 0.007077 | 0.006678 | 0.006274 | 0.005941 | 0.005595 | 0.00526 | 0.00506
(R) Ref. Case Electric Dryer | Efficient competed | New England, Mid Atlantic, East North Central, West North Central, South Atlantic, East South Central, West South Central, Mountain, Pacific | Residential (New), Residential (Existing) | Other | 999 | 0 | 999 | 999 | 0.070423 | 0.065536 | 0.054559 | 0.046846 | 0.040481 | 0.034761 | 0.026699 | 0.021694 | 0.017996 | 0.016095 | 0.014776 | 0.013495 | 0.012335 | 0.010252 | 0.009091 | 0.008458 | 0.007983 | 0.007529 | 0.007077 | 0.006678 | 0.006274 | 0.005941 | 0.005595 | 0.00526 | 0.00506
(R) Ref. Case Electric Other | Baseline uncompeted | New England, Mid Atlantic, East North Central, West North Central, South Atlantic, East South Central, West South Central, Mountain, Pacific | Residential (New), Residential (Existing) | Other | 999 | 0 | 999 | 999 | 65.4872 | 54.6648 | 50.6033 | 48.0265 | 46.404 | 44.53 | 38.7333 | 35.3471 | 31.8415 | 31.2245 | 31.5768 | 31.6748 | 31.8009 | 28.9855 | 28.0698 | 28.3545 | 29.162 | 30.027 | 30.6114 | 31.336 | 31.9487 | 33.0381 | 33.8532 | 34.6488 | 37.264
(R) Ref. Case Electric Other | Efficient uncompeted | New England, Mid Atlantic, East North Central, West North Central, South Atlantic, East South Central, West South Central, Mountain, Pacific | Residential (New), Residential (Existing) | Other | 999 | 0 | 999 | 999 | 65.4872 | 54.6648 | 50.6033 | 48.0265 | 46.404 | 44.53 | 38.7333 | 35.3471 | 31.8415 | 31.2245 | 31.5768 | 31.6748 | 31.8009 | 28.9855 | 28.0698 | 28.3545 | 29.162 | 30.027 | 30.6114 | 31.336 | 31.9487 | 33.0381 | 33.8532 | 34.6488 | 37.264
(R) Ref. Case Electric Other | Baseline competed | New England, Mid Atlantic, East North Central, West North Central, South Atlantic, East South Central, West South Central, Mountain, Pacific | Residential (New), Residential (Existing) | Other | 999 | 0 | 999 | 999 | 65.4872 | 54.6648 | 50.6033 | 48.0265 | 46.404 | 44.53 | 38.7333 | 35.3471 | 31.8415 | 31.2245 | 31.5768 | 31.6748 | 31.8009 | 28.9855 | 28.0698 | 28.3545 | 29.162 | 30.027 | 30.6114 | 31.336 | 31.9487 | 33.0381 | 33.8532 | 34.6488 | 37.264
(R) Ref. Case Electric Other | Efficient competed | New England, Mid Atlantic, East North Central, West North Central, South Atlantic, East South Central, West South Central, Mountain, Pacific | Residential (New), Residential (Existing) | Other | 999 | 0 | 999 | 999 | 65.4872 | 54.6648 | 50.6033 | 48.0265 | 46.404 | 44.53 | 38.7333 | 35.3471 | 31.8415 | 31.2245 | 31.5768 | 31.6748 | 31.8009 | 28.9855 | 28.0698 | 28.3545 | 29.162 | 30.027 | 30.6114 | 31.336 | 31.9487 | 33.0381 | 33.8532 | 34.6488 | 37.264
(R) Ref. Case Electric Range | Baseline uncompeted | New England, Mid Atlantic, East North Central, West North Central, South Atlantic, East South Central, West South Central, Mountain, Pacific | Residential (New), Residential (Existing) | Cooking | 999 | 0 | 999 | 999 | 2.6496 | 2.405 | 2.2039 | 2.0962 | 2.0013 | 1.9335 | 1.6847 | 1.5299 | 1.4088 | 1.3861 | 1.3952 | 1.3927 | 1.3939 | 1.2636 | 1.2243 | 1.2312 | 1.2565 | 1.2825 | 1.3014 | 1.3267 | 1.3445 | 1.378 | 1.4013 | 1.4239 | 1.5015
(R) Ref. Case Electric Range | Efficient uncompeted | New England, Mid Atlantic, East North Central, West North Central, South Atlantic, East South Central, West South Central, Mountain, Pacific | Residential (New), Residential (Existing) | Cooking | 999 | 0 | 999 | 999 | 2.6496 | 2.405 | 2.2039 | 2.0962 | 2.0013 | 1.9335 | 1.6847 | 1.5299 | 1.4088 | 1.3861 | 1.3952 | 1.3927 | 1.3939 | 1.2636 | 1.2243 | 1.2312 | 1.2565 | 1.2825 | 1.3014 | 1.3267 | 1.3445 | 1.378 | 1.4013 | 1.4239 | 1.5015
(R) Ref. Case Electric Range | Baseline competed | New England, Mid Atlantic, East North Central, West North Central, South Atlantic, East South Central, West South Central, Mountain, Pacific | Residential (New), Residential (Existing) | Cooking | 999 | 0 | 999 | 999 | 2.2257 | 2.0199 | 1.8503 | 1.7591 | 1.6783 | 1.6201 | 1.4102 | 1.2792 | 1.1766 | 1.1562 | 1.1622 | 1.1586 | 1.1579 | 1.0481 | 1.0141 | 1.0183 | 1.0374 | 1.0571 | 1.0709 | 1.0898 | 1.1026 | 1.1282 | 1.1454 | 1.1619 | 1.2233
(R) Ref. Case Electric Range | Efficient competed | New England, Mid Atlantic, East North Central, West North Central, South Atlantic, East South Central, West South Central, Mountain, Pacific | Residential (New), Residential (Existing) | Cooking | 999 | 0 | 999 | 999 | 2.2257 | 2.0199 | 1.8503 | 1.7591 | 1.6783 | 1.6201 | 1.4102 | 1.2792 | 1.1766 | 1.1562 | 1.1622 | 1.1586 | 1.1579 | 1.0481 | 1.0141 | 1.0183 | 1.0374 | 1.0571 | 1.0709 | 1.0898 | 1.1026 | 1.1282 | 1.1454 | 1.1619 | 1.2233
(R) Ref. Case Electronics | Baseline uncompeted | New England, Mid Atlantic, East North Central, West North Central, South Atlantic, East South Central, West South Central, Mountain, Pacific | Residential (New), Residential (Existing) | Computers and Electronics | 999 | 0 | 999 | 999 | 8.1206 | 7.0894 | 6.3688 | 5.8084 | 5.4944 | 5.0461 | 4.2764 | 3.7842 | 3.2844 | 3.1063 | 3.0428 | 2.9537 | 2.8616 | 2.5333 | 2.382 | 2.3391 | 2.3442 | 2.3572 | 2.3468 | 2.3582 | 2.3613 | 2.4017 | 2.4195 | 2.4408 | 2.6193
(R) Ref. Case Electronics | Efficient uncompeted | New England, Mid Atlantic, East North Central, West North Central, South Atlantic, East South Central, West South Central, Mountain, Pacific | Residential (New), Residential (Existing) | Computers and Electronics | 999 | 0 | 999 | 999 | 8.1206 | 7.0894 | 6.3688 | 5.8084 | 5.4944 | 5.0461 | 4.2764 | 3.7842 | 3.2844 | 3.1063 | 3.0428 | 2.9537 | 2.8616 | 2.5333 | 2.382 | 2.3391 | 2.3442 | 2.3572 | 2.3468 | 2.3582 | 2.3613 | 2.4017 | 2.4195 | 2.4408 | 2.6193
(R) Ref. Case Electronics | Baseline competed | New England, Mid Atlantic, East North Central, West North Central, South Atlantic, East South Central, West South Central, Mountain, Pacific | Residential (New), Residential (Existing) | Computers and Electronics | 999 | 0 | 999 | 999 | 6.6088 | 5.7595 | 5.1615 | 4.6929 | 4.424 | 4.0465 | 3.414 | 3.0065 | 2.5962 | 2.4423 | 2.3793 | 2.2968 | 2.213 | 1.9489 | 1.8229 | 1.7814 | 1.7772 | 1.7798 | 1.7656 | 1.769 | 1.7672 | 1.7937 | 1.8037 | 1.8163 | 1.9457
(R) Ref. Case Electronics | Efficient competed | New England, Mid Atlantic, East North Central, West North Central, South Atlantic, East South Central, West South Central, Mountain, Pacific | Residential (New), Residential (Existing) | Computers and Electronics | 999 | 0 | 999 | 999 | 6.6088 | 5.7595 | 5.1615 | 4.6929 | 4.424 | 4.0465 | 3.414 | 3.0065 | 2.5962 | 2.4423 | 2.3793 | 2.2968 | 2.213 | 1.9489 | 1.8229 | 1.7814 | 1.7772 | 1.7798 | 1.7656 | 1.769 | 1.7672 | 1.7937 | 1.8037 | 1.8163 | 1.9457
(R) Ref. Case Fans and Pumps | Baseline uncompeted | New England, Mid Atlantic, East North Central, West North Central, South Atlantic, East South Central, West South Central, Mountain, Pacific | Residential (New), Residential (Existing) | Other | 999 | 0 | 999 | 999 | 9.1618 | 8.3183 | 7.6466 | 7.1343 | 6.8845 | 6.5078 | 5.5315 | 4.9618 | 4.481 | 4.3705 | 4.3701 | 4.3358 | 4.295 | 3.9212 | 3.7449 | 3.7273 | 3.791 | 3.8484 | 3.8933 | 3.9596 | 4.0124 | 4.1031 | 4.1728 | 4.2477 | 4.4398
(R) Ref. Case Fans and Pumps | Efficient uncompeted | New England, Mid Atlantic, East North Central, West North Central, South Atlantic, East South Central, West South Central, Mountain, Pacific | Residential (New), Residential (Existing) | Other | 999 | 0 | 999 | 999 | 9.1618 | 8.3183 | 7.6466 | 7.1343 | 6.8845 | 6.5078 | 5.5315 | 4.9618 | 4.481 | 4.3705 | 4.3701 | 4.3358 | 4.295 | 3.9212 | 3.7449 | 3.7273 | 3.791 | 3.8484 | 3.8933 | 3.9596 | 4.0124 | 4.1031 | 4.1728 | 4.2477 | 4.4398
(R) Ref. Case Fans and Pumps | Baseline competed | New England, Mid Atlantic, East North Central, West North Central, South Atlantic, East South Central, West South Central, Mountain, Pacific | Residential (New), Residential (Existing) | Other | 999 | 0 | 999 | 999 | 9.1618 | 8.3183 | 7.6466 | 7.1343 | 6.8845 | 6.5078 | 5.5315 | 4.9618 | 4.481 | 4.3705 | 4.3701 | 4.3358 | 4.295 | 3.9212 | 3.7449 | 3.7273 | 3.791 | 3.8484 | 3.8933 | 3.9596 | 4.0124 | 4.1031 | 4.1728 | 4.2477 | 4.4398
(R) Ref. Case Fans and Pumps | Efficient competed | New England, Mid Atlantic, East North Central, West North Central, South Atlantic, East South Central, West South Central, Mountain, Pacific | Residential (New), Residential (Existing) | Other | 999 | 0 | 999 | 999 | 9.1618 | 8.3183 | 7.6466 | 7.1343 | 6.8845 | 6.5078 | 5.5315 | 4.9618 | 4.481 | 4.3705 | 4.3701 | 4.3358 | 4.295 | 3.9212 | 3.7449 | 3.7273 | 3.791 | 3.8484 | 3.8933 | 3.9596 | 4.0124 | 4.1031 | 4.1728 | 4.2477 | 4.4398
(R) Ref. Case Fossil Other | Baseline uncompeted | New England, Mid Atlantic, East North Central, West North Central, South Atlantic, East South Central, West South Central, Mountain, Pacific | Residential (New), Residential (Existing) | Other | 999 | 0 | 999 | 999 | 16.0988 | 16.2244 | 16.3167 | 16.3678 | 16.3943 | 16.4141 | 16.4224 | 16.4428 | 16.4359 | 16.4503 | 16.4816 | 16.5177 | 16.5984 | 16.6772 | 16.7424 | 16.7887 | 16.8339 | 16.8839 | 16.9381 | 16.9942 | 17.0463 | 17.0982 | 17.1523 | 17.2071 | 17.262
(R) Ref. Case Fossil Other | Efficient uncompeted | New England, Mid Atlantic, East North Central, West North Central, South Atlantic, East South Central, West South Central, Mountain, Pacific | Residential (New), Residential (Existing) | Other | 999 | 0 | 999 | 999 | 16.0988 | 16.2244 | 16.3167 | 16.3678 | 16.3943 | 16.4141 | 16.4224 | 16.4428 | 16.4359 | 16.4503 | 16.4816 | 16.5177 | 16.5984 | 16.6772 | 16.7424 | 16.7887 | 16.8339 | 16.8839 | 16.9381 | 16.9942 | 17.0463 | 17.0982 | 17.1523 | 17.2071 | 17.262
(R) Ref. Case Fossil Other | Baseline competed | New England, Mid Atlantic, East North Central, West North Central, South Atlantic, East South Central, West South Central, Mountain, Pacific | Residential (New), Residential (Existing) | Other | 999 | 0 | 999 | 999 | 16.0988 | 16.2244 | 16.3167 | 16.3678 | 16.3943 | 16.4141 | 16.4224 | 16.4428 | 16.4359 | 16.4503 | 16.4816 | 16.5177 | 16.5984 | 16.6772 | 16.7424 | 16.7887 | 16.8339 | 16.8839 | 16.9381 | 16.9942 | 17.0463 | 17.0982 | 17.1523 | 17.2071 | 17.262
(R) Ref. Case Fossil Other | Efficient competed | New England, Mid Atlantic, East North Central, West North Central, South Atlantic, East South Central, West South Central, Mountain, Pacific | Residential (New), Residential (Existing) | Other | 999 | 0 | 999 | 999 | 16.0988 | 16.2244 | 16.3167 | 16.3678 | 16.3943 | 16.4141 | 16.4224 | 16.4428 | 16.4359 | 16.4503 | 16.4816 | 16.5177 | 16.5984 | 16.6772 | 16.7424 | 16.7887 | 16.8339 | 16.8839 | 16.9381 | 16.9942 | 17.0463 | 17.0982 | 17.1523 | 17.2071 | 17.262
(R) Ref. Case GSHP | Baseline uncompeted | New England, Mid Atlantic, East North Central, West North Central, South Atlantic, East South Central, West South Central, Mountain, Pacific | Residential (New), Residential (Existing) | Heating (Equip.), Cooling (Equip.) | 999 | 999 | 999 | 999 | 0.84035 | 0.76743 | 0.68024 | 0.6349 | 0.60101 | 0.57367 | 0.47815 | 0.42676 | 0.39801 | 0.38854 | 0.38453 | 0.37858 | 0.37501 | 0.31708 | 0.30521 | 0.30755 | 0.31096 | 0.31473 | 0.32055 | 0.32826 | 0.33295 | 0.3402 | 0.34579 | 0.35118 | 0.35488
(R) Ref. Case GSHP | Efficient uncompeted | New England, Mid Atlantic, East North Central, West North Central, South Atlantic, East South Central, West South Central, Mountain, Pacific | Residential (New), Residential (Existing) | Heating (Equip.), Cooling (Equip.) | 999 | 999 | 999 | 999 | 0.84124 | 0.769 | 0.6823 | 0.63733 | 0.60385 | 0.57676 | 0.48083 | 0.42944 | 0.40071 | 0.39134 | 0.3875 | 0.3817 | 0.37827 | 0.31978 | 0.30772 | 0.31005 | 0.31341 | 0.31716 | 0.32294 | 0.33066 | 0.33537 | 0.34262 | 0.3482 | 0.35354 | 0.35726
(R) Ref. Case GSHP | Baseline competed | New England, Mid Atlantic, East North Central, West North Central, South Atlantic, East South Central, West South Central, Mountain, Pacific | Residential (New), Residential (Existing) | Heating (Equip.), Cooling (Equip.) | 999 | 999 | 999 | 999 | 0.84035 | 0.76743 | 0.68024 | 0.6349 | 0.60101 | 0.57367 | 0.47815 | 0.42676 | 0.39801 | 0.38854 | 0.38453 | 0.37858 | 0.37501 | 0.31708 | 0.30521 | 0.30755 | 0.31096 | 0.31473 | 0.32055 | 0.32826 | 0.33295 | 0.3402 | 0.3458 | 0.35118 | 0.35488
(R) Ref. Case GSHP | Efficient competed | New England, Mid Atlantic, East North Central, West North Central, South Atlantic, East South Central, West South Central, Mountain, Pacific | Residential (New), Residential (Existing) | Heating (Equip.), Cooling (Equip.) | 999 | 999 | 999 | 999 | 0.84124 | 0.769 | 0.68231 | 0.63733 | 0.60385 | 0.57676 | 0.48083 | 0.42944 | 0.40071 | 0.39134 | 0.38749 | 0.3817 | 0.37827 | 0.31978 | 0.30772 | 0.31005 | 0.31341 | 0.31716 | 0.32294 | 0.33066 | 0.33537 | 0.34262 | 0.3482 | 0.35354 | 0.35726
(R) Ref. Case Gas Dryer | Baseline uncompeted | New England, Mid Atlantic, East North Central, West North Central, South Atlantic, East South Central, West South Central, Mountain, Pacific | Residential (New), Residential (Existing) | Other | 999 | 0 | 999 | 999 | 1.0934 | 1.1078 | 1.1225 | 1.1358 | 1.1485 | 1.1615 | 1.173 | 1.1848 | 1.1915 | 1.2004 | 1.2118 | 1.2244 | 1.2434 | 1.262 | 1.2782 | 1.2915 | 1.3047 | 1.3187 | 1.3331 | 1.348 | 1.3628 | 1.3778 | 1.3931 | 1.4085 | 1.424
(R) Ref. Case Gas Dryer | Efficient uncompeted | New England, Mid Atlantic, East North Central, West North Central, South Atlantic, East South Central, West South Central, Mountain, Pacific | Residential (New), Residential (Existing) | Other | 999 | 0 | 999 | 999 | 1.0934 | 1.1078 | 1.1225 | 1.1358 | 1.1485 | 1.1615 | 1.173 | 1.1848 | 1.1915 | 1.2004 | 1.2118 | 1.2244 | 1.2434 | 1.262 | 1.2782 | 1.2915 | 1.3047 | 1.3187 | 1.3331 | 1.348 | 1.3628 | 1.3778 | 1.3931 | 1.4085 | 1.424
(R) Ref. Case Gas Dryer | Baseline competed | New England, Mid Atlantic, East North Central, West North Central, South Atlantic, East South Central, West South Central, Mountain, Pacific | Residential (New), Residential (Existing) | Other | 999 | 0 | 999 | 999 | 1.0467 | 1.0603 | 0.9851 | 0.91401 | 0.84773 | 0.7865 | 0.72875 | 0.67553 | 0.62363 | 0.577 | 0.53506 | 0.49695 | 0.4646 | 0.43253 | 0.40199 | 0.37289 | 0.34594 | 0.32116 | 0.29834 | 0.27722 | 0.25756 | 0.23933 | 0.22246 | 0.2068 | 0.19225
(R) Ref. Case Gas Dryer | Efficient competed | New England, Mid Atlantic, East North Central, West North Central, South Atlantic, East South Central, West South Central, Mountain, Pacific | Residential (New), Residential (Existing) | Other | 999 | 0 | 999 | 999 | 1.0467 | 1.0603 | 0.9851 | 0.91401 | 0.84773 | 0.7865 | 0.72875 | 0.67553 | 0.62363 | 0.577 | 0.53506 | 0.49695 | 0.4646 | 0.43253 | 0.40199 | 0.37289 | 0.34594 | 0.32116 | 0.29834 | 0.27722 | 0.25756 | 0.23933 | 0.22246 | 0.2068 | 0.19225
(R) Ref. Case Gas Range | Baseline uncompeted | New England, Mid Atlantic, East North Central, West North Central, South Atlantic, East South Central, West South Central, Mountain, Pacific | Residential (New), Residential (Existing) | Cooking | 999 | 0 | 999 | 999 | 2.1353 | 2.1324 | 2.1291 | 2.1256 | 2.1221 | 2.118 | 2.1134 | 2.1086 | 2.1043 | 2.1004 | 2.0972 | 2.0946 | 2.0946 | 2.0967 | 2.101 | 2.1074 | 2.1158 | 2.1243 | 2.1326 | 2.1412 | 2.1499 | 2.1589 | 2.168 | 2.1775 | 2.1872
(R) Ref. Case Gas Range | Efficient uncompeted | New England, Mid Atlantic, East North Central, West North Central, South Atlantic, East South Central, West South Central, Mountain, Pacific | Residential (New), Residential (Existing) | Cooking | 999 | 0 | 999 | 999 | 2.1353 | 2.1324 | 2.1291 | 2.1256 | 2.1221 | 2.118 | 2.1134 | 2.1086 | 2.1043 | 2.1004 | 2.0972 | 2.0946 | 2.0946 | 2.0967 | 2.101 | 2.1074 | 2.1158 | 2.1243 | 2.1326 | 2.1412 | 2.1499 | 2.1589 | 2.168 | 2.1775 | 2.1872
(R) Ref. Case Gas Range | Baseline competed | New England, Mid Atlantic, East North Central, West North Central, South Atlantic, East South Central, West South Central, Mountain, Pacific | Residential (New), Residential (Existing) | Cooking | 999 | 0 | 999 | 999 | 2.1349 | 2.132 | 2.1287 | 2.1253 | 2.1217 | 2.1176 | 2.113 | 2.1082 | 2.1039 | 2.1 | 2.0967 | 2.0941 | 2.0941 | 2.0962 | 2.1004 | 2.1068 | 2.1153 | 2.1237 | 2.132 | 2.1406 | 2.1493 | 2.1582 | 2.1674 | 2.1768 | 2.1865
(R) Ref. Case Gas Range | Efficient competed | New England, Mid Atlantic, East North Central, West North Central, South Atlantic, East South Central, West South Central, Mountain, Pacific | Residential (New), Residential (Existing) | Cooking | 999 | 0 | 999 | 999 | 2.1349 | 2.132 | 2.1287 | 2.1253 | 2.1217 | 2.1176 | 2.113 | 2.1082 | 2.1039 | 2.1 | 2.0967 | 2.0941 | 2.0941 | 2.0962 | 2.1004 | 2.1068 | 2.1153 | 2.1237 | 2.132 | 2.1406 | 2.1493 | 2.1582 | 2.1674 | 2.1768 | 2.1865
(R) Ref. Case Gas WH | Baseline uncompeted | New England, Mid Atlantic, East North Central, West North Central, South Atlantic, East South Central, West South Central, Mountain, Pacific | Residential (New), Residential (Existing) | Water Heating | 999 | 999 | 999 | 999 | 27.9049 | 28.0781 | 28.2624 | 28.1363 | 27.9785 | 27.8501 | 27.7186 | 27.6389 | 27.5178 | 27.4767 | 27.4353 | 27.3934 | 27.4438 | 27.4714 | 27.4496 | 27.3614 | 27.2495 | 27.1258 | 26.9913 | 26.8456 | 26.6808 | 26.5082 | 26.3383 | 26.1753 | 26.025
(R) Ref. Case Gas WH | Efficient uncompeted | New England, Mid Atlantic, East North Central, West North Central, South Atlantic, East South Central, West South Central, Mountain, Pacific | Residential (New), Residential (Existing) | Water Heating | 999 | 999 | 999 | 999 | 27.9049 | 28.0781 | 28.2624 | 28.1363 | 27.9785 | 27.8501 | 27.7186 | 27.6389 | 27.5178 | 27.4767 | 27.4353 | 27.3934 | 27.4438 | 27.4714 | 27.4496 | 27.3614 | 27.2495 | 27.1258 | 26.9913 | 26.8456 | 26.6808 | 26.5082 | 26.3383 | 26.1753 | 26.025
(R) Ref. Case Gas WH | Baseline competed | New England, Mid Atlantic, East North Central, West North Central, South Atlantic, East South Central, West South Central, Mountain, Pacific | Residential (New), Residential (Existing) | Water Heating | 999 | 999 | 999 | 999 | 27.9017 | 28.0749 | 28.259 | 28.1329 | 27.9751 | 27.8468 | 27.7152 | 27.6357 | 27.5148 | 25.6433 | 23.9367 | 22.3988 | 21.1866 | 19.8319 | 18.584 | 17.393 | 16.308 | 15.3247 | 14.4425 | 13.644 | 12.9083 | 12.2498 | 11.6623 | 11.1484 | 10.6854
(R) Ref. Case Gas WH | Efficient competed | New England, Mid Atlantic, East North Central, West North Central, South Atlantic, East South Central, West South Central, Mountain, Pacific | Residential (New), Residential (Existing) | Water Heating | 999 | 999 | 999 | 999 | 27.9017 | 28.0749 | 28.259 | 28.1329 | 27.9751 | 27.8468 | 27.7152 | 27.6357 | 27.5148 | 25.6433 | 23.9367 | 22.3988 | 21.1866 | 19.8319 | 18.584 | 17.393 | 16.308 | 15.3247 | 14.4425 | 13.644 | 12.9083 | 12.2498 | 11.6623 | 11.1484 | 10.6854
(R) Ref. Case Lighting | Baseline uncompeted | New England, Mid Atlantic, East North Central, West North Central, South Atlantic, East South Central, West South Central, Mountain, Pacific | Residential (New), Residential (Existing) | Lighting | 999 | 0 | 999 | 999 | 2.7873 | 2.484 | 2.2869 | 2.1397 | 2.0317 | 1.8878 | 1.616 | 1.457 | 1.2915 | 1.248 | 1.248 | 1.2364 | 1.2224 | 1.1003 | 1.0233 | 0.99791 | 0.99606 | 1.0016 | 1.0007 | 1.0106 | 1.0156 | 1.0361 | 1.0465 | 1.0573 | 1.1342
(R) Ref. Case Lighting | Efficient uncompeted | New England, Mid Atlantic, East North Central, West North Central, South Atlantic, East South Central, West South Central, Mountain, Pacific | Residential (New), Residential (Existing) | Lighting | 999 | 0 | 999 | 999 | 2.7873 | 2.484 | 2.2869 | 2.1397 | 2.0317 | 1.8878 | 1.616 | 1.457 | 1.2915 | 1.248 | 1.248 | 1.2364 | 1.2224 | 1.1003 | 1.0233 | 0.99791 | 0.99606 | 1.0016 | 1.0007 | 1.0106 | 1.0156 | 1.0361 | 1.0465 | 1.0573 | 1.1342
(R) Ref. Case Lighting | Baseline competed | New England, Mid Atlantic, East North Central, West North Central, South Atlantic, East South Central, West South Central, Mountain, Pacific | Residential (New), Residential (Existing) | Lighting | 999 | 0 | 999 | 999 | 1.1595 | 1.0338 | 0.954 | 0.89534 | 0.8496 | 0.79197 | 0.68 | 0.61494 | 0.54654 | 0.52964 | 0.53113 | 0.52756 | 0.52289 | 0.47166 | 0.43502 | 0.42523 | 0.42548 | 0.42891 | 0.42956 | 0.43483 | 0.4379 | 0.44774 | 0.4531 | 0.45864 | 0.4931
(R) Ref. Case Lighting | Efficient competed | New England, Mid Atlantic, East North Central, West North Central, South Atlantic, East South Central, West South Central, Mountain, Pacific | Residential (New), Residential (Existing) | Lighting | 999 | 0 | 999 | 999 | 1.1595 | 1.0338 | 0.954 | 0.89534 | 0.8496 | 0.79197 | 0.68 | 0.61494 | 0.54654 | 0.52964 | 0.53113 | 0.52756 | 0.52289 | 0.47166 | 0.43502 | 0.42523 | 0.42548 | 0.42891 | 0.42956 | 0.43483 | 0.4379 | 0.44774 | 0.4531 | 0.45864 | 0.4931
(R) Ref. Case Misc. Electric Appliances | Baseline uncompeted | New England, Mid Atlantic, East North Central, West North Central, South Atlantic, East South Central, West South Central, Mountain, Pacific | Residential (New), Residential (Existing) | Other | 999 | 0 | 999 | 999 | 10.233 | 9.2232 | 8.5367 | 7.9699 | 7.7011 | 7.2743 | 6.25 | 5.6762 | 5.1136 | 4.9682 | 4.9789 | 4.946 | 4.9049 | 4.4296 | 4.2394 | 4.2317 | 4.3114 | 4.4019 | 4.4454 | 4.527 | 4.5902 | 4.7113 | 4.7828 | 4.8604 | 5.262
(R) Ref. Case Misc. Electric Appliances | Efficient uncompeted | New England, Mid Atlantic, East North Central, West North Central, South Atlantic, East South Central, West South Central, Mountain, Pacific | Residential (New), Residential (Existing) | Other | 999 | 0 | 999 | 999 | 10.233 | 9.2232 | 8.5367 | 7.9699 | 7.7011 | 7.2743 | 6.25 | 5.6762 | 5.1136 | 4.9682 | 4.9789 | 4.946 | 4.9049 | 4.4296 | 4.2394 | 4.2317 | 4.3114 | 4.4019 | 4.4454 | 4.527 | 4.5902 | 4.7113 | 4.7828 | 4.8604 | 5.262
(R) Ref. Case Misc. Electric Appliances | Baseline competed | New England, Mid Atlantic, East North Central, West North Central, South Atlantic, East South Central, West South Central, Mountain, Pacific | Residential (New), Residential (Existing) | Other | 999 | 0 | 999 | 999 | 10.233 | 9.2232 | 8.5367 | 7.9699 | 7.7011 | 7.2743 | 6.25 | 5.6762 | 5.1136 | 4.9682 | 4.9789 | 4.946 | 4.9049 | 4.4296 | 4.2394 | 4.2317 | 4.3114 | 4.4019 | 4.4454 | 4.527 | 4.5902 | 4.7113 | 4.7828 | 4.8604 | 5.262
(R) Ref. Case Misc. Electric Appliances | Efficient competed | New England, Mid Atlantic, East North Central, West North Central, South Atlantic, East South Central, West South Central, Mountain, Pacific | Residential (New), Residential (Existing) | Other | 999 | 0 | 999 | 999 | 10.233 | 9.2232 | 8.5367 | 7.9699 | 7.7011 | 7.2743 | 6.25 | 5.6762 | 5.1136 | 4.9682 | 4.9789 | 4.946 | 4.9049 | 4.4296 | 4.2394 | 4.2317 | 4.3114 | 4.4019 | 4.4454 | 4.527 | 4.5902 | 4.7113 | 4.7828 | 4.8604 | 5.262
(R) Ref. Case NG Boiler & AC | Baseline uncompeted | New England, Mid Atlantic, East North Central, West North Central, South Atlantic, East South Central, West South Central, Mountain, Pacific | Residential (New), Residential (Existing) | Heating (Equip.), Cooling (Equip.) | 999 | 999 | 999 | 999 | 10.0688 | 9.8631 | 9.6656 | 9.4917 | 9.3563 | 9.1745 | 8.896 | 8.6737 | 8.4758 | 8.3599 | 8.2701 | 8.1627 | 8.0588 | 7.8931 | 7.7658 | 7.6666 | 7.5858 | 7.5053 | 7.4287 | 7.3617 | 7.2907 | 7.2305 | 7.1673 | 7.1067 | 7.0746
(R) Ref. Case NG Boiler & AC | Efficient uncompeted | New England, Mid Atlantic, East North Central, West North Central, South Atlantic, East South Central, West South Central, Mountain, Pacific | Residential (New), Residential (Existing) | Heating (Equip.), Cooling (Equip.) | 999 | 999 | 999 | 999 | 10.0706 | 9.8662 | 9.6696 | 9.4964 | 9.3624 | 9.1809 | 8.9027 | 8.6803 | 8.4824 | 8.3668 | 8.2776 | 8.1707 | 8.0672 | 7.9014 | 7.7742 | 7.6754 | 7.5953 | 7.5153 | 7.4391 | 7.3726 | 7.3024 | 7.2428 | 7.1802 | 7.12 | 7.0896
(R) Ref. Case NG Boiler & AC | Baseline competed | New England, Mid Atlantic, East North Central, West North Central, South Atlantic, East South Central, West South Central, Mountain, Pacific | Residential (New), Residential (Existing) | Heating (Equip.), Cooling (Equip.) | 999 | 999 | 999 | 999 | 10.0688 | 9.8631 | 9.6656 | 9.4917 | 9.3563 | 9.1745 | 8.896 | 8.6737 | 8.4758 | 8.3599 | 8.2701 | 8.1627 | 8.0588 | 7.8931 | 7.7658 | 7.6666 | 7.5858 | 7.5053 | 7.4287 | 7.3617 | 7.2907 | 7.2305 | 7.1673 | 7.1067 | 7.0746
(R) Ref. Case NG Boiler & AC | Efficient competed | New England, Mid Atlantic, East North Central, West North Central, South Atlantic, East South Central, West South Central, Mountain, Pacific | Residential (New), Residential (Existing) | Heating (Equip.), Cooling (Equip.) | 999 | 999 | 999 | 999 | 10.0706 | 9.8662 | 9.6696 | 9.4964 | 9.3624 | 9.1809 | 8.9027 | 8.6803 | 8.4824 | 8.3668 | 8.2776 | 8.1707 | 8.0672 | 7.9014 | 7.7742 | 7.6754 | 7.5953 | 7.5153 | 7.4391 | 7.3726 | 7.3024 | 7.2428 | 7.1802 | 7.12 | 7.0896
(R) Ref. Case NG Furnace & AC | Baseline uncompeted | New England, Mid Atlantic, East North Central, West North Central, South Atlantic, East South Central, West South Central, Mountain, Pacific | Residential (New), Residential (Existing) | Heating (Equip.), Cooling (Equip.) | 999 | 999 | 999 | 999 | 57.7941 | 57.4262 | 55.9374 | 54.6868 | 53.8602 | 52.5501 | 50.3388 | 48.6672 | 47.2109 | 46.5652 | 46.1692 | 45.6926 | 45.2658 | 44.2436 | 43.5986 | 43.2664 | 43.1086 | 42.9488 | 42.781 | 42.6673 | 42.5217 | 42.4615 | 42.3639 | 42.267 | 42.4384
(R) Ref. Case NG Furnace & AC | Efficient uncompeted | New England, Mid Atlantic, East North Central, West North Central, South Atlantic, East South Central, West South Central, Mountain, Pacific | Residential (New), Residential (Existing) | Heating (Equip.), Cooling (Equip.) | 999 | 999 | 999 | 999 | 57.8148 | 57.461 | 55.9834 | 54.7412 | 53.9302 | 52.623 | 50.4152 | 48.7428 | 47.2855 | 46.6437 | 46.2544 | 45.7834 | 45.3605 | 44.3376 | 43.6934 | 43.3667 | 43.2149 | 43.0615 | 42.8984 | 42.7905 | 42.65 | 42.5929 | 42.4965 | 42.4004 | 42.5869
(R) Ref. Case NG Furnace & AC | Baseline competed | New England, Mid Atlantic, East North Central, West North Central, South Atlantic, East South Central, West South Central, Mountain, Pacific | Residential (New), Residential (Existing) | Heating (Equip.), Cooling (Equip.) | 999 | 999 | 999 | 999 | 50.0583 | 49.3914 | 47.8497 | 46.5953 | 45.7668 | 44.5103 | 42.3582 | 40.8398 | 39.5216 | 38.6203 | 37.9762 | 37.2763 | 36.6524 | 35.46 | 34.6615 | 34.1807 | 33.8814 | 33.589 | 33.3045 | 33.0718 | 32.7837 | 32.5965 | 32.3872 | 32.1913 | 32.2167
(R) Ref. Case NG Furnace & AC | Efficient competed | New England, Mid Atlantic, East North Central, West North Central, South Atlantic, East South Central, West South Central, Mountain, Pacific | Residential (New), Residential (Existing) | Heating (Equip.), Cooling (Equip.) | 999 | 999 | 999 | 999 | 50.079 | 49.4211 | 47.8857 | 46.6349 | 45.8155 | 44.5579 | 42.4064 | 40.8849 | 39.5635 | 38.6619 | 38.019 | 37.3194 | 36.6948 | 35.4997 | 34.6996 | 34.2191 | 33.92 | 33.6278 | 33.3431 | 33.11 | 32.8209 | 32.632 | 32.4207 | 32.2226 | 32.2478
(R) Ref. Case NG Heat, No Cooling | Baseline uncompeted | New England, Mid Atlantic, East North Central, West North Central, South Atlantic, East South Central, West South Central, Mountain, Pacific | Residential (New), Residential (Existing) | Heating (Equip.), Cooling (Equip.) | 999 | 0 | 999 | 999 | 5.1203 | 5.2116 | 5.1897 | 5.1405 | 5.0787 | 5.0119 | 4.9406 | 4.8749 | 4.8034 | 4.7407 | 4.6839 | 4.6274 | 4.585 | 4.5432 | 4.4979 | 4.4464 | 4.397 | 4.3501 | 4.3062 | 4.266 | 4.2261 | 4.186 | 4.1475 | 4.1093 | 4.0715
(R) Ref. Case NG Heat, No Cooling | Efficient uncompeted | New England, Mid Atlantic, East North Central, West North Central, South Atlantic, East South Central, West South Central, Mountain, Pacific | Residential (New), Residential (Existing) | Heating (Equip.), Cooling (Equip.) | 999 | 0 | 999 | 999 | 5.1203 | 5.2116 | 5.1897 | 5.1405 | 5.0787 | 5.0119 | 4.9406 | 4.8749 | 4.8034 | 4.7407 | 4.6839 | 4.6274 | 4.585 | 4.5432 | 4.4979 | 4.4464 | 4.397 | 4.3501 | 4.3062 | 4.266 | 4.2261 | 4.186 | 4.1475 | 4.1093 | 4.0715
(R) Ref. Case NG Heat, No Cooling | Baseline competed | New England, Mid Atlantic, East North Central, West North Central, South Atlantic, East South Central, West South Central, Mountain, Pacific | Residential (New), Residential (Existing) | Heating (Equip.), Cooling (Equip.) | 999 | 0 | 999 | 999 | 5.0365 | 5.1258 | 5.1035 | 5.054 | 4.9923 | 4.926 | 4.8551 | 4.7906 | 4.7204 | 4.6586 | 4.6028 | 4.547 | 4.5053 | 4.464 | 4.4194 | 4.3687 | 4.32 | 4.2737 | 4.2304 | 4.1909 | 4.1516 | 4.1121 | 4.0742 | 4.0366 | 3.9995
(R) Ref. Case NG Heat, No Cooling | Efficient competed | New England, Mid Atlantic, East North Central, West North Central, South Atlantic, East South Central, West South Central, Mountain, Pacific | Residential (New), Residential (Existing) | Heating (Equip.), Cooling (Equip.) | 999 | 0 | 999 | 999 | 5.0365 | 5.1258 | 5.1035 | 5.054 | 4.9923 | 4.926 | 4.8551 | 4.7906 | 4.7204 | 4.6586 | 4.6028 | 4.547 | 4.5053 | 4.464 | 4.4194 | 4.3687 | 4.32 | 4.2737 | 4.2304 | 4.1909 | 4.1516 | 4.1121 | 4.0742 | 4.0366 | 3.9995
(R) Ref. Case NGHP | Baseline uncompeted | New England, Mid Atlantic, East North Central, West North Central, South Atlantic, East South Central, West South Central, Mountain, Pacific | Residential (New), Residential (Existing) | Heating (Equip.), Cooling (Equip.) | 999 | 999 | 999 | 999 | 1.3039 | 1.3062 | 1.3033 | 1.2962 | 1.287 | 1.2776 | 1.2679 | 1.2607 | 1.2541 | 1.2491 | 1.245 | 1.2407 | 1.2387 | 1.2374 | 1.2356 | 1.2333 | 1.2316 | 1.2301 | 1.2285 | 1.2275 | 1.226 | 1.2242 | 1.2227 | 1.2213 | 1.22
(R) Ref. Case NGHP | Efficient uncompeted | New England, Mid Atlantic, East North Central, West North Central, South Atlantic, East South Central, West South Central, Mountain, Pacific | Residential (New), Residential (Existing) | Heating (Equip.), Cooling (Equip.) | 999 | 999 | 999 | 999 | 1.3157 | 1.3295 | 1.3377 | 1.3412 | 1.342 | 1.3422 | 1.3416 | 1.3431 | 1.3447 | 1.3477 | 1.3513 | 1.3542 | 1.3594 | 1.3644 | 1.3638 | 1.3599 | 1.3568 | 1.3537 | 1.3502 | 1.3473 | 1.3438 | 1.34 | 1.3366 | 1.3334 | 1.3302
(R) Ref. Case NGHP | Baseline competed | New England, Mid Atlantic, East North Central, West North Central, South Atlantic, East South Central, West South Central, Mountain, Pacific | Residential (New), Residential (Existing) | Heating (Equip.), Cooling (Equip.) | 999 | 999 | 999 | 999 | 1.3039 | 1.3062 | 1.3033 | 1.2962 | 1.287 | 1.2776 | 1.2679 | 1.2607 | 1.2541 | 1.2491 | 1.245 | 1.2407 | 1.2387 | 1.2374 | 1.2356 | 1.2333 | 1.2316 | 1.2301 | 1.2285 | 1.2275 | 1.226 | 1.2242 | 1.2227 | 1.2213 | 1.22
(R) Ref. Case NGHP | Efficient competed | New England, Mid Atlantic, East North Central, West North Central, South Atlantic, East South Central, West South Central, Mountain, Pacific | Residential (New), Residential (Existing) | Heating (Equip.), Cooling (Equip.) | 999 | 999 | 999 | 999 | 1.3157 | 1.3295 | 1.3377 | 1.3412 | 1.342 | 1.3422 | 1.3416 | 1.3431 | 1.3447 | 1.3477 | 1.3513 | 1.3542 | 1.3594 | 1.3644 | 1.3638 | 1.3599 | 1.3568 | 1.3537 | 1.3502 | 1.3473 | 1.3438 | 1.34 | 1.3366 | 1.3334 | 1.3302
(R) Ref. Case Other Fossil Boiler & AC | Baseline uncompeted | New England, Mid Atlantic, East North Central, West North Central, South Atlantic, East South Central, West South Central, Mountain, Pacific | Residential (New), Residential (Existing) | Heating (Equip.), Cooling (Equip.) | 999 | 999 | 999 | 999 | 3.1901 | 3.1032 | 3.0101 | 2.9306 | 2.8724 | 2.8036 | 2.7014 | 2.6165 | 2.5374 | 2.4905 | 2.4542 | 2.4125 | 2.3718 | 2.3051 | 2.2544 | 2.2182 | 2.1915 | 2.1653 | 2.1394 | 2.1131 | 2.0851 | 2.0624 | 2.0393 | 2.017 | 2.0062
(R) Ref. Case Other Fossil Boiler & AC | Efficient uncompeted | New England, Mid Atlantic, East North Central, West North Central, South Atlantic, East South Central, West South Central, Mountain, Pacific | Residential (New), Residential (Existing) | Heating (Equip.), Cooling (Equip.) | 999 | 999 | 999 | 999 | 3.1908 | 3.1054 | 3.0125 | 2.9332 | 2.8754 | 2.8066 | 2.7044 | 2.6194 | 2.5403 | 2.4934 | 2.4573 | 2.4158 | 2.3752 | 2.3085 | 2.2578 | 2.2218 | 2.1952 | 2.1693 | 2.1436 | 2.1175 | 2.0898 | 2.0672 | 2.0442 | 2.022 | 2.0119
(R) Ref. Case Other Fossil Boiler & AC | Baseline competed | New England, Mid Atlantic, East North Central, West North Central, South Atlantic, East South Central, West South Central, Mountain, Pacific | Residential (New), Residential (Existing) | Heating (Equip.), Cooling (Equip.) | 999 | 999 | 999 | 999 | 3.1901 | 3.1032 | 3.0101 | 2.9306 | 2.8724 | 2.8036 | 2.7014 | 2.6165 | 2.5374 | 2.4905 | 2.4542 | 2.4125 | 2.3718 | 2.3051 | 2.2544 | 2.2182 | 2.1915 | 2.1653 | 2.1394 | 2.1131 | 2.0851 | 2.0624 | 2.0393 | 2.017 | 2.0062
(R) Ref. Case Other Fossil Boiler & AC | Efficient competed | New England, Mid Atlantic, East North Central, West North Central, South Atlantic, East South Central, West South Central, Mountain, Pacific | Residential (New), Residential (Existing) | Heating (Equip.), Cooling (Equip.) | 999 | 999 | 999 | 999 | 3.1908 | 3.1054 | 3.0125 | 2.9332 | 2.8754 | 2.8066 | 2.7044 | 2.6194 | 2.5403 | 2.4934 | 2.4573 | 2.4158 | 2.3752 | 2.3085 | 2.2578 | 2.2218 | 2.1952 | 2.1693 | 2.1436 | 2.1175 | 2.0898 | 2.0672 | 2.0442 | 2.022 | 2.0119
(R) Ref. Case Other Fossil Furnace & AC | Baseline uncompeted | New England, Mid Atlantic, East North Central, West North Central, South Atlantic, East South Central, West South Central, Mountain, Pacific | Residential (New), Residential (Existing) | Heating (Equip.), Cooling (Equip.) | 999 | 999 | 999 | 999 | 16.1814 | 15.5222 | 15.1599 | 14.8407 | 14.5884 | 14.2679 | 13.8112 | 13.4407 | 13.1106 | 12.9193 | 12.775 | 12.6208 | 12.4743 | 12.2323 | 12.0586 | 11.9452 | 11.8647 | 11.7855 | 11.7061 | 11.6318 | 11.5528 | 11.489 | 11.4194 | 11.3507 | 11.3259
(R) Ref. Case Other Fossil Furnace & AC | Efficient uncompeted | New England, Mid Atlantic, East North Central, West North Central, South Atlantic, East South Central, West South Central, Mountain, Pacific | Residential (New), Residential (Existing) | Heating (Equip.), Cooling (Equip.) | 999 | 999 | 999 | 999 | 16.1984 | 15.6094 | 15.2605 | 14.9539 | 14.7142 | 14.4041 | 13.9571 | 13.5959 | 13.2748 | 13.0929 | 12.9583 | 12.8133 | 12.6757 | 12.4415 | 12.2758 | 12.1708 | 12.0987 | 12.0279 | 11.9564 | 11.8898 | 11.8185 | 11.7623 | 11.6992 | 11.6313 | 11.6069
(R) Ref. Case Other Fossil Furnace & AC | Baseline competed | New England, Mid Atlantic, East North Central, West North Central, South Atlantic, East South Central, West South Central, Mountain, Pacific | Residential (New), Residential (Existing) | Heating (Equip.), Cooling (Equip.) | 999 | 999 | 999 | 999 | 14.7708 | 14.1463 | 13.7611 | 13.4262 | 13.1557 | 12.825 | 12.3573 | 11.9978 | 11.6733 | 11.4829 | 11.3374 | 11.1812 | 11.0356 | 10.794 | 10.6193 | 10.5027 | 10.4208 | 10.3408 | 10.2622 | 10.1881 | 10.1076 | 10.0435 | 9.975 | 9.9113 | 9.8918
(R) Ref. Case Other Fossil Furnace & AC | Efficient competed | New England, Mid Atlantic, East North Central, West North Central, South Atlantic, East South Central, West South Central, Mountain, Pacific | Residential (New), Residential (Existing) | Heating (Equip.), Cooling (Equip.) | 999 | 999 | 999 | 999 | 14.786 | 14.2224 | 13.848 | 13.5234 | 13.263 | 12.9405 | 12.4804 | 12.1285 | 11.8112 | 11.6283 | 11.4904 | 11.3412 | 11.2025 | 10.9669 | 10.7985 | 10.6882 | 10.6125 | 10.5388 | 10.4661 | 10.3976 | 10.3226 | 10.264 | 10.2001 | 10.1365 | 10.116
(R) Ref. Case Other Fossil Heat, No Cooling | Baseline uncompeted | New England, Mid Atlantic, East North Central, West North Central, South Atlantic, East South Central, West South Central, Mountain, Pacific | Residential (New), Residential (Existing) | Heating (Equip.), Cooling (Equip.) | 999 | 999 | 999 | 999 | 2.5206 | 2.4395 | 2.4106 | 2.375 | 2.336 | 2.2986 | 2.2629 | 2.2281 | 2.1938 | 2.1623 | 2.1327 | 2.1031 | 2.0754 | 2.0484 | 2.0223 | 1.997 | 1.9733 | 1.9507 | 1.929 | 1.9075 | 1.8862 | 1.8652 | 1.8447 | 1.8244 | 1.8043
(R) Ref. Case Other Fossil Heat, No Cooling | Efficient uncompeted | New England, Mid Atlantic, East North Central, West North Central, South Atlantic, East South Central, West South Central, Mountain, Pacific | Residential (New), Residential (Existing) | Heating (Equip.), Cooling (Equip.) | 999 | 999 | 999 | 999 | 2.5209 | 2.44 | 2.4114 | 2.3761 | 2.3373 | 2.3001 | 2.2647 | 2.23 | 2.196 | 2.1647 | 2.1353 | 2.1059 | 2.0784 | 2.0516 | 2.0257 | 2.0005 | 1.977 | 1.9546 | 1.9331 | 1.9117 | 1.8906 | 1.8697 | 1.8493 | 1.829 | 1.8089
(R) Ref. Case Other Fossil Heat, No Cooling | Baseline competed | New England, Mid Atlantic, East North Central, West North Central, South Atlantic, East South Central, West South Central, Mountain, Pacific | Residential (New), Residential (Existing) | Heating (Equip.), Cooling (Equip.) | 999 | 999 | 999 | 999 | 2.4373 | 2.359 | 2.3285 | 2.2914 | 2.2509 | 2.2123 | 2.1754 | 2.141 | 2.1069 | 2.0753 | 2.0455 | 2.0156 | 1.9878 | 1.9605 | 1.9341 | 1.9084 | 1.8847 | 1.862 | 1.8404 | 1.8189 | 1.7976 | 1.7766 | 1.7562 | 1.7363 | 1.717
(R) Ref. Case Other Fossil Heat, No Cooling | Efficient competed | New England, Mid Atlantic, East North Central, West North Central, South Atlantic, East South Central, West South Central, Mountain, Pacific | Residential (New), Residential (Existing) | Heating (Equip.), Cooling (Equip.) | 999 | 999 | 999 | 999 | 2.4375 | 2.3595 | 2.3293 | 2.2924 | 2.2522 | 2.2137 | 2.1771 | 2.143 | 2.109 | 2.0776 | 2.048 | 2.0183 | 1.9907 | 1.9636 | 1.9374 | 1.9119 | 1.8883 | 1.8658 | 1.8443 | 1.823 | 1.8018 | 1.781 | 1.7607 | 1.7408 | 1.7214
(R) Ref. Case Pool Pumps | Baseline uncompeted | New England, Mid Atlantic, East North Central, West North Central, South Atlantic, East South Central, West South Central, Mountain, Pacific | Residential (New), Residential (Existing) | Other | 999 | 0 | 999 | 999 | 2.6006 | 2.3604 | 2.1598 | 2.0589 | 1.9989 | 1.9173 | 1.7072 | 1.5558 | 1.4427 | 1.437 | 1.4676 | 1.4831 | 1.4976 | 1.3871 | 1.367 | 1.4018 | 1.4606 | 1.5213 | 1.5789 | 1.6436 | 1.7003 | 1.7771 | 1.8425 | 1.9088 | 2.0441
(R) Ref. Case Pool Pumps | Efficient uncompeted | New England, Mid Atlantic, East North Central, West North Central, South Atlantic, East South Central, West South Central, Mountain, Pacific | Residential (New), Residential (Existing) | Other | 999 | 0 | 999 | 999 | 2.6006 | 2.3604 | 2.1598 | 2.0589 | 1.9989 | 1.9173 | 1.7072 | 1.5558 | 1.4427 | 1.437 | 1.4676 | 1.4831 | 1.4976 | 1.3871 | 1.367 | 1.4018 | 1.4606 | 1.5213 | 1.5789 | 1.6436 | 1.7003 | 1.7771 | 1.8425 | 1.9088 | 2.0441
(R) Ref. Case Pool Pumps | Baseline competed | New England, Mid Atlantic, East North Central, West North Central, South Atlantic, East South Central, West South Central, Mountain, Pacific | Residential (New), Residential (Existing) | Other | 999 | 0 | 999 | 999 | 0.39579 | 0.38213 | 0.39852 | 0.42739 | 0.46105 | 0.47804 | 0.46148 | 0.45814 | 0.4605 | 0.49584 | 0.54277 | 0.57969 | 0.61002 | 0.58886 | 0.60072 | 0.63718 | 0.68113 | 0.72474 | 0.76631 | 0.81072 | 0.84916 | 0.89474 | 0.93448 | 0.97195 | 1.0436
(R) Ref. Case Pool Pumps | Efficient competed | New England, Mid Atlantic, East North Central, West North Central, South Atlantic, East South Central, West South Central, Mountain, Pacific | Residential (New), Residential (Existing) | Other | 999 | 0 | 999 | 999 | 0.39579 | 0.38213 | 0.39852 | 0.42739 | 0.46105 | 0.47804 | 0.46148 | 0.45814 | 0.4605 | 0.49584 | 0.54277 | 0.57969 | 0.61002 | 0.58886 | 0.60072 | 0.63718 | 0.68113 | 0.72474 | 0.76631 | 0.81072 | 0.84916 | 0.89474 | 0.93448 | 0.97195 | 1.0436
(R) Ref. Case Refrigerator | Baseline uncompeted | New England, Mid Atlantic, East North Central, West North Central, South Atlantic, East South Central, West South Central, Mountain, Pacific | Residential (New), Residential (Existing) | Refrigeration | 999 | 0 | 999 | 999 | 12.467 | 11.0875 | 10.0808 | 9.3544 | 8.9268 | 8.3561 | 7.1419 | 6.3874 | 5.6191 | 5.3722 | 5.3131 | 5.2234 | 5.1427 | 4.6228 | 4.4143 | 4.3925 | 4.4648 | 4.5475 | 4.5955 | 4.6771 | 4.7377 | 4.8739 | 4.9628 | 5.0549 | 5.4161
(R) Ref. Case Refrigerator | Efficient uncompeted | New England, Mid Atlantic, East North Central, West North Central, South Atlantic, East South Central, West South Central, Mountain, Pacific | Residential (New), Residential (Existing) | Refrigeration | 999 | 0 | 999 | 999 | 12.467 | 11.0875 | 10.0808 | 9.3544 | 8.9268 | 8.3561 | 7.1419 | 6.3874 | 5.6191 | 5.3722 | 5.3131 | 5.2234 | 5.1427 | 4.6228 | 4.4143 | 4.3925 | 4.4648 | 4.5475 | 4.5955 | 4.6771 | 4.7377 | 4.8739 | 4.9628 | 5.0549 | 5.4161
(R) Ref. Case Refrigerator | Baseline competed | New England, Mid Atlantic, East North Central, West North Central, South Atlantic, East South Central, West South Central, Mountain, Pacific | Residential (New), Residential (Existing) | Refrigeration | 999 | 0 | 999 | 999 | 3.6114 | 3.2173 | 2.9359 | 2.7344 | 3.0789 | 3.2879 | 3.1289 | 3.0599 | 2.906 | 2.9665 | 3.1044 | 3.2061 | 3.2961 | 3.0796 | 3.0395 | 3.1274 | 3.275 | 3.4251 | 3.5451 | 3.6862 | 3.807 | 3.9856 | 4.1239 | 4.2621 | 4.6244
(R) Ref. Case Refrigerator | Efficient competed | New England, Mid Atlantic, East North Central, West North Central, South Atlantic, East South Central, West South Central, Mountain, Pacific | Residential (New), Residential (Existing) | Refrigeration | 999 | 0 | 999 | 999 | 3.6114 | 3.2173 | 2.9359 | 2.7344 | 3.0789 | 3.2879 | 3.1289 | 3.0599 | 2.906 | 2.9665 | 3.1044 | 3.2061 | 3.2961 | 3.0796 | 3.0395 | 3.1274 | 3.275 | 3.4251 | 3.5451 | 3.6862 | 3.807 | 3.9856 | 4.1239 | 4.2621 | 4.6244
(R) Ref. Case Resist. Heat & AC | Baseline uncompeted | New England, Mid Atlantic, East North Central, West North Central, South Atlantic, East South Central, West South Central, Mountain, Pacific | Residential (New), Residential (Existing) | Heating (Equip.), Cooling (Equip.) | 999 | 999 | 999 | 999 | 18.7858 | 16.909 | 15.4496 | 14.4344 | 14.063 | 13.1269 | 11.1568 | 9.9257 | 8.9357 | 8.7115 | 8.7202 | 8.6591 | 8.5607 | 7.8622 | 7.5192 | 7.5426 | 7.7046 | 7.8515 | 7.9507 | 8.0829 | 8.2077 | 8.3855 | 8.5251 | 8.6512 | 9.0459
(R) Ref. Case Resist. Heat & AC | Efficient uncompeted | New England, Mid Atlantic, East North Central, West North Central, South Atlantic, East South Central, West South Central, Mountain, Pacific | Residential (New), Residential (Existing) | Heating (Equip.), Cooling (Equip.) | 999 | 999 | 999 | 999 | 18.7979 | 16.9294 | 15.4765 | 14.4663 | 14.1039 | 13.1695 | 11.2014 | 9.9698 | 8.9792 | 8.7572 | 8.7698 | 8.7119 | 8.6157 | 7.9168 | 7.5741 | 7.6007 | 7.7665 | 7.9176 | 8.0196 | 8.1554 | 8.2846 | 8.4667 | 8.6089 | 8.7356 | 9.1399
(R) Ref. Case Resist. Heat & AC | Baseline competed | New England, Mid Atlantic, East North Central, West North Central, South Atlantic, East South Central, West South Central, Mountain, Pacific | Residential (New), Residential (Existing) | Heating (Equip.), Cooling (Equip.) | 999 | 999 | 999 | 999 | 16.603 | 14.9567 | 13.7108 | 12.8485 | 12.5111 | 11.6573 | 9.9072 | 8.8551 | 8.0079 | 7.8411 | 7.8804 | 7.8548 | 7.7936 | 7.1806 | 6.8894 | 6.9316 | 7.1006 | 7.2549 | 7.3659 | 7.5055 | 7.6365 | 7.8173 | 7.9672 | 8.104 | 8.4786
(R) Ref. Case Resist. Heat & AC | Efficient competed | New England, Mid Atlantic, East North Central, West North Central, South Atlantic, East South Central, West South Central, Mountain, Pacific | Residential (New), Residential (Existing) | Heating (Equip.), Cooling (Equip.) | 999 | 999 | 999 | 999 | 16.6145 | 14.9744 | 13.7332 | 12.8742 | 12.5434 | 11.6901 | 9.9409 | 8.8878 | 8.0394 | 7.8735 | 7.9149 | 7.8908 | 7.8304 | 7.2165 | 6.9249 | 6.9686 | 7.1395 | 7.2956 | 7.4079 | 7.549 | 7.682 | 7.8646 | 8.0153 | 8.1516 | 8.5304
(R) Ref. Case Resist. Heat, No Cooling | Baseline uncompeted | New England, Mid Atlantic, East North Central, West North Central, South Atlantic, East South Central, West South Central, Mountain, Pacific | Residential (New), Residential (Existing) | Heating (Equip.), Cooling (Equip.) | 999 | 999 | 999 | 999 | 0.81304 | 0.71938 | 0.66254 | 0.61243 | 0.56992 | 0.52617 | 0.42121 | 0.37517 | 0.32929 | 0.31468 | 0.31087 | 0.30573 | 0.299 | 0.26858 | 0.252 | 0.24797 | 0.24881 | 0.2506 | 0.24751 | 0.2472 | 0.24734 | 0.24917 | 0.24917 | 0.24815 | 0.26433
(R) Ref. Case Resist. Heat, No Cooling | Efficient uncompeted | New England, Mid Atlantic, East North Central, West North Central, South Atlantic, East South Central, West South Central, Mountain, Pacific | Residential (New), Residential (Existing) | Heating (Equip.), Cooling (Equip.) | 999 | 999 | 999 | 999 | 0.81304 | 0.71938 | 0.66254 | 0.61243 | 0.56992 | 0.52617 | 0.42121 | 0.37517 | 0.32929 | 0.31468 | 0.31087 | 0.30573 | 0.299 | 0.26858 | 0.252 | 0.24797 | 0.24881 | 0.2506 | 0.24751 | 0.2472 | 0.24734 | 0.24917 | 0.24917 | 0.24815 | 0.26433
(R) Ref. Case Resist. Heat, No Cooling | Baseline competed | New England, Mid Atlantic, East North Central, West North Central, South Atlantic, East South Central, West South Central, Mountain, Pacific | Residential (New), Residential (Existing) | Heating (Equip.), Cooling (Equip.) | 999 | 999 | 999 | 999 | 0.81304 | 0.71938 | 0.66254 | 0.61243 | 0.56991 | 0.52617 | 0.42121 | 0.37517 | 0.32929 | 0.31468 | 0.31087 | 0.30573 | 0.299 | 0.26858 | 0.252 | 0.24797 | 0.24881 | 0.2506 | 0.24751 | 0.2472 | 0.24734 | 0.24917 | 0.24918 | 0.24815 | 0.26433
(R) Ref. Case Resist. Heat, No Cooling | Efficient competed | New England, Mid Atlantic, East North Central, West North Central, South Atlantic, East South Central, West South Central, Mountain, Pacific | Residential (New), Residential (Existing) | Heating (Equip.), Cooling (Equip.) | 999 | 999 | 999 | 999 | 0.81304 | 0.71938 | 0.66254 | 0.61243 | 0.56991 | 0.52617 | 0.42121 | 0.37517 | 0.32929 | 0.31468 | 0.31087 | 0.30573 | 0.299 | 0.26858 | 0.252 | 0.24797 | 0.24881 | 0.2506 | 0.24751 | 0.2472 | 0.24734 | 0.24917 | 0.24918 | 0.24815 | 0.26433
(R) Ref. Case Resist. WH | Baseline uncompeted | New England, Mid Atlantic, East North Central, West North Central, South Atlantic, East South Central, West South Central, Mountain, Pacific | Residential (New), Residential (Existing) | Water Heating | -13.7307 | 59.4691 | 336.7378 | 4607.5334 | 16.057 | 14.3461 | 12.7948 | 11.5528 | 10.5347 | 9.4574 | 7.682 | 6.4971 | 5.6657 | 5.2803 | 5.034 | 4.7759 | 4.5516 | 3.9385 | 3.6915 | 3.6283 | 3.6349 | 3.6601 | 3.683 | 3.7176 | 3.732 | 3.778 | 3.8036 | 3.827 | 3.9276
(R) Ref. Case Resist. WH | Efficient uncompeted | New England, Mid Atlantic, East North Central, West North Central, South Atlantic, East South Central, West South Central, Mountain, Pacific | Residential (New), Residential (Existing) | Water Heating | -13.7307 | 59.4691 | 336.7378 | 4607.5334 | 16.0115 | 14.2654 | 12.688 | 11.4261 | 10.3927 | 9.3063 | 7.5408 | 6.3626 | 5.5353 | 5.147 | 4.8959 | 4.6353 | 4.4093 | 3.8142 | 3.5751 | 3.5138 | 3.5202 | 3.5446 | 3.5668 | 3.6003 | 3.6143 | 3.6588 | 3.6836 | 3.7062 | 3.8037
(R) Ref. Case Resist. WH | Baseline competed | New England, Mid Atlantic, East North Central, West North Central, South Atlantic, East South Central, West South Central, Mountain, Pacific | Residential (New), Residential (Existing) | Water Heating | -13.7307 | 59.4691 | 336.7378 | 4607.5334 | 2.1717 | 1.9555 | 1.7708 | 1.6551 | 1.5714 | 1.4739 | 1.258 | 1.1639 | 1.1049 | 1.1153 | 1.144 | 1.1599 | 1.1688 | 1.0782 | 1.0703 | 1.1079 | 1.1622 | 1.219 | 1.2728 | 1.3284 | 1.3746 | 1.4303 | 1.477 | 1.5208 | 1.5937
(R) Ref. Case Resist. WH | Efficient competed | New England, Mid Atlantic, East North Central, West North Central, South Atlantic, East South Central, West South Central, Mountain, Pacific | Residential (New), Residential (Existing) | Water Heating | -13.7307 | 59.4691 | 336.7378 | 4607.5334 | 2.1656 | 1.9445 | 1.7559 | 1.6367 | 1.5499 | 1.4501 | 1.2346 | 1.1396 | 1.0792 | 1.0869 | 1.1125 | 1.1256 | 1.1323 | 1.0442 | 1.0365 | 1.0729 | 1.1255 | 1.1805 | 1.2326 | 1.2865 | 1.3312 | 1.3852 | 1.4303 | 1.4728 | 1.5434

## Total Cost
ECM Name | Results Scenario | Climate Zones | Building Classes | End Uses | IRR (%),2030 | Payback (years),2030 | CCE ($/MMBtu saved),2030 | CCC ($/tCO2 avoided),2030 | 2026 (Billion $) | 2027 (Billion $) | 2028 (Billion $) | 2029 (Billion $) | 2030 (Billion $) | 2031 (Billion $) | 2032 (Billion $) | 2033 (Billion $) | 2034 (Billion $) | 2035 (Billion $) | 2036 (Billion $) | 2037 (Billion $) | 2038 (Billion $) | 2039 (Billion $) | 2040 (Billion $) | 2041 (Billion $) | 2042 (Billion $) | 2043 (Billion $) | 2044 (Billion $) | 2045 (Billion $) | 2046 (Billion $) | 2047 (Billion $) | 2048 (Billion $) | 2049 (Billion $) | 2050 (Billion $)
All ECMs | Baseline competed | [7 empty] | 277.6538 | 269.2994 | 265.8504 | 269.8542 | 274.347 | 281.1699 | 283.001 | 283.302 | 285.0067 | 285.02 | 287.2752 | 290.5828 | 293.5869 | 293.7633 | 295.2125 | 295.7103 | 298.3584 | 299.8034 | 300.9396 | 302.206 | 304.4093 | 306.6051 | 308.1369 | 310.7898 | 312.6301
All ECMs | Efficient competed | [7 empty] | 276.8092 | 267.6574 | 263.4745 | 266.7744 | 270.6339 | 276.8499 | 278.202 | 278.1413 | 279.4887 | 279.0173 | 280.797 | 283.6665 | 286.3315 | 286.3041 | 287.6745 | 288.1539 | 290.7192 | 292.1001 | 293.2057 | 294.4455 | 296.5795 | 298.7068 | 300.2012 | 302.7969 | 304.5815
All ECMs | Baseline competed - efficient competed | All | All | All |  |  |  |  | 0.84464 | 1.642 | 2.3759 | 3.0799 | 3.7131 | 4.32 | 4.799 | 5.1607 | 5.518 | 6.0027 | 6.4782 | 6.9163 | 7.2554 | 7.4592 | 7.538 | 7.5564 | 7.6393 | 7.7033 | 7.7339 | 7.7605 | 7.8298 | 7.8983 | 7.9357 | 7.9928 | 8.0486
All ECMs | Baseline competed - efficient competed | New England | All | All |  |  |  |  | 0.041075 | 0.079032 | 0.11196 | 0.14466 | 0.17451 | 0.1992 | 0.22269 | 0.24137 | 0.25868 | 0.29467 | 0.32779 | 0.35788 | 0.37817 | 0.4016 | 0.41598 | 0.42971 | 0.44092 | 0.44844 | 0.45369 | 0.45931 | 0.46553 | 0.47148 | 0.47695 | 0.48154 | 0.48669
All ECMs | Baseline competed - efficient competed | Mid Atlantic | All | All |  |  |  |  | 0.094474 | 0.18392 | 0.26052 | 0.33881 | 0.40797 | 0.46843 | 0.52258 | 0.56741 | 0.60902 | 0.67893 | 0.74488 | 0.79909 | 0.83491 | 0.86222 | 0.88092 | 0.8963 | 0.90665 | 0.91338 | 0.91705 | 0.91825 | 0.92076 | 0.92861 | 0.93327 | 0.93817 | 0.94202
All ECMs | Baseline competed - efficient competed | East North Central | All | All |  |  |  |  | 0.042699 | 0.080405 | 0.11583 | 0.14942 | 0.18074 | 0.20607 | 0.23017 | 0.24841 | 0.26727 | 0.28473 | 0.30037 | 0.31621 | 0.32149 | 0.32557 | 0.3233 | 0.32062 | 0.31842 | 0.31657 | 0.31283 | 0.30976 | 0.31252 | 0.31716 | 0.32085 | 0.32464 | 0.32788
All ECMs | Baseline competed - efficient competed | West North Central | All | All |  |  |  |  | 0.030161 | 0.057432 | 0.082991 | 0.10687 | 0.12949 | 0.14942 | 0.16977 | 0.18451 | 0.19686 | 0.21251 | 0.22719 | 0.2418 | 0.2501 | 0.25422 | 0.25603 | 0.25843 | 0.26083 | 0.26316 | 0.26469 | 0.2667 | 0.27051 | 0.27451 | 0.27815 | 0.28072 | 0.28242
All ECMs | Baseline competed - efficient competed | South Atlantic | All | All |  |  |  |  | 0.17942 | 0.34672 | 0.50068 | 0.63943 | 0.76418 | 0.88825 | 0.99041 | 1.0635 | 1.1273 | 1.2066 | 1.2956 | 1.3746 | 1.4208 | 1.4502 | 1.4653 | 1.4747 | 1.4883 | 1.4968 | 1.4967 | 1.4903 | 1.5049 | 1.5133 | 1.5093 | 1.5223 | 1.536
All ECMs | Baseline competed - efficient competed | East South Central | All | All |  |  |  |  | 0.052953 | 0.096424 | 0.14 | 0.18106 | 0.21998 | 0.25356 | 0.28815 | 0.30872 | 0.32577 | 0.35095 | 0.37305 | 0.39439 | 0.41205 | 0.42935 | 0.42957 | 0.43059 | 0.43131 | 0.43365 | 0.43538 | 0.43764 | 0.44116 | 0.44336 | 0.4468 | 0.45049 | 0.45321
All ECMs | Baseline competed - efficient competed | West South Central | All | All |  |  |  |  | 0.20987 | 0.42373 | 0.62994 | 0.8342 | 1.0135 | 1.2198 | 1.3382 | 1.4283 | 1.5395 | 1.6819 | 1.8379 | 1.9857 | 2.1536 | 2.2254 | 2.247 | 2.2258 | 2.2729 | 2.3131 | 2.3404 | 2.3695 | 2.4039 | 2.4348 | 2.4538 | 2.4758 | 2.4993
All ECMs | Baseline competed - efficient competed | Mountain | All | All |  |  |  |  | 0.032645 | 0.064046 | 0.09603 | 0.12534 | 0.15481 | 0.18189 | 0.20956 | 0.23067 | 0.2499 | 0.27175 | 0.29205 | 0.31159 | 0.32255 | 0.33304 | 0.33546 | 0.33713 | 0.33808 | 0.33917 | 0.33948 | 0.34014 | 0.34285 | 0.34603 | 0.34877 | 0.35158 | 0.35431
All ECMs | Baseline competed - efficient competed | Pacific | All | All |  |  |  |  | 0.16134 | 0.31033 | 0.43791 | 0.56008 | 0.66796 | 0.75339 | 0.8275 | 0.88791 | 0.9437 | 1.0207 | 1.0794 | 1.1351 | 1.1617 | 1.1776 | 1.1845 | 1.1831 | 1.1818 | 1.179 | 1.1737 | 1.1689 | 1.1677 | 1.169 | 1.1678 | 1.1675 | 1.1668
All ECMs | Baseline competed - efficient competed | All | Residential (New) | All |  |  |  |  | 0.097685 | 0.19638 | 0.28602 | 0.36912 | 0.4407 | 0.51405 | 0.56899 | 0.6048 | 0.64397 | 0.7079 | 0.77575 | 0.84419 | 0.90361 | 0.96808 | 1.0318 | 1.0946 | 1.1664 | 1.2328 | 1.2916 | 1.3498 | 1.4139 | 1.4752 | 1.5281 | 1.5861 | 1.6453
All ECMs | Baseline competed - efficient competed | All | Residential (Existing) | All |  |  |  |  | 0.65616 | 1.2618 | 1.8259 | 2.3593 | 2.8344 | 3.2701 | 3.618 | 3.8767 | 4.1321 | 4.5 | 4.8671 | 5.1947 | 5.4254 | 5.5337 | 5.5262 | 5.4746 | 5.472 | 5.4648 | 5.4367 | 5.4123 | 5.4225 | 5.4345 | 5.4269 | 5.4272 | 5.4291
All ECMs | Baseline competed - efficient competed | All | Commercial (New) | All |  |  |  |  | 0.026027 | 0.051461 | 0.075784 | 0.10205 | 0.12865 | 0.15931 | 0.18433 | 0.20783 | 0.23172 | 0.25415 | 0.2738 | 0.29434 | 0.31784 | 0.33667 | 0.35469 | 0.36958 | 0.38933 | 0.40641 | 0.42143 | 0.43496 | 0.45119 | 0.46669 | 0.48053 | 0.49713 | 0.51171
All ECMs | Baseline competed - efficient competed | All | Commercial (Existing) | All |  |  |  |  | 0.064766 | 0.13235 | 0.1882 | 0.24941 | 0.30933 | 0.37654 | 0.42763 | 0.47135 | 0.51017 | 0.54068 | 0.56154 | 0.58301 | 0.60855 | 0.6208 | 0.6253 | 0.61761 | 0.61154 | 0.59941 | 0.58404 | 0.5634 | 0.54224 | 0.52188 | 0.50021 | 0.48234 | 0.46258
All ECMs | Baseline competed - efficient competed | All | All | Heating (Equip.) |  |  |  |  | -0.039069 | -0.071486 | -0.093708 | -0.12608 | -0.15149 | -0.18328 | -0.19853 | -0.22457 | -0.22672 | -0.22816 | -0.23715 | -0.24022 | -0.30388 | -0.30692 | -0.32516 | -0.32664 | -0.34658 | -0.36403 | -0.39191 | -0.41524 | -0.41439 | -0.41349 | -0.41134 | -0.41875 | -0.41232
All ECMs | Baseline competed - efficient competed | All | All | Cooling (Equip.) |  |  |  |  | 0.0061005 | 0.019326 | 0.035816 | 0.056712 | 0.080736 | 0.11349 | 0.14043 | 0.16693 | 0.19274 | 0.2435 | 0.30031 | 0.355 | 0.41627 | 0.46462 | 0.49926 | 0.53205 | 0.5744 | 0.61318 | 0.64757 | 0.67682 | 0.70532 | 0.73199 | 0.75467 | 0.78106 | 0.80312
All ECMs | Baseline competed - efficient competed | All | All | Heating (Env.) |  |  |  |  | 0 | 0 | 0 | 0 | 0 | 0 | 0 | 0 | 0 | 0 | 0 | 0 | 0 | 0 | 0 | 0 | 0 | 0 | 0 | 0 | 0 | 0 | 0 | 0 | 0
All ECMs | Baseline competed - efficient competed | All | All | Cooling (Env.) |  |  |  |  | 0 | 0 | 0 | 0 | 0 | 0 | 0 | 0 | 0 | 0 | 0 | 0 | 0 | 0 | 0 | 0 | 0 | 0 | 0 | 0 | 0 | 0 | 0 | 0 | 0
All ECMs | Baseline competed - efficient competed | All | All | Ventilation |  |  |  |  | 0 | 0 | 0 | 0 | 0 | 0 | 0 | 0 | 0.00018974 | 0.00039468 | 0.00061989 | 0.00086256 | 0.0011248 | 0.0013772 | 0.0016481 | 0.0019224 | 0.0022137 | 0.0024783 | 0.0026897 | 0.0028194 | 0.0034025 | 0.0039417 | 0.004471 | 0.0063463 | 0.0080991
All ECMs | Baseline competed - efficient competed | All | All | Lighting |  |  |  |  | 0.074058 | 0.14375 | 0.20842 | 0.2782 | 0.34684 | 0.41499 | 0.4706 | 0.52001 | 0.55209 | 0.5673 | 0.56636 | 0.56893 | 0.57405 | 0.57242 | 0.56646 | 0.54627 | 0.53318 | 0.52074 | 0.51102 | 0.50132 | 0.49413 | 0.48895 | 0.48346 | 0.48075 | 0.47672
All ECMs | Baseline competed - efficient competed | All | All | Water Heating |  |  |  |  | 0.47762 | 0.91844 | 1.3168 | 1.6735 | 1.9715 | 2.2502 | 2.4413 | 2.5581 | 2.6578 | 2.8941 | 3.1235 | 3.3247 | 3.4734 | 3.4845 | 3.4853 | 3.4798 | 3.5079 | 3.5314 | 3.5384 | 3.541 | 3.5488 | 3.551 | 3.5387 | 3.5333 | 3.5246
All ECMs | Baseline competed - efficient competed | All | All | Refrigeration |  |  |  |  | 0.027764 | 0.053768 | 0.077195 | 0.10228 | 0.11609 | 0.12892 | 0.13721 | 0.14285 | 0.14708 | 0.14921 | 0.1512 | 0.15282 | 0.15435 | 0.15241 | 0.15147 | 0.14023 | 0.13089 | 0.12196 | 0.1138 | 0.10638 | 0.099755 | 0.093909 | 0.088152 | 0.083084 | 0.078023
All ECMs | Baseline competed - efficient competed | All | All | Cooking |  |  |  |  | 0.0038294 | 0.0075764 | 0.011153 | 0.015103 | 0.019228 | 0.023854 | 0.028227 | 0.032467 | 0.036831 | 0.041071 | 0.045764 | 0.050762 | 0.056106 | 0.060744 | 0.065621 | 0.06982 | 0.072852 | 0.073925 | 0.07484 | 0.075727 | 0.076788 | 0.077991 | 0.078902 | 0.080158 | 0.081162
All ECMs | Baseline competed - efficient competed | All | All | Computers and Electronics |  |  |  |  | 0.0098725 | 0.018599 | 0.026258 | 0.034321 | 0.042237 | 0.031782 | 0.028853 | 0.02506 | 0.023819 | 0.023973 | 0.024261 | 0.024651 | 0.024965 | 0.024831 | 0.024918 | 0.024791 | 0.024564 | 0.023998 | 0.023162 | 0.021962 | 0.02048 | 0.018664 | 0.016426 | 0.013812 | 0.010798
All ECMs | Baseline competed - efficient competed | All | All | Other |  |  |  |  | 0.28446 | 0.55205 | 0.79394 | 1.0458 | 1.2879 | 1.5401 | 1.7509 | 1.9398 | 2.1342 | 2.3113 | 2.5033 | 2.6788 | 2.8591 | 3.0053 | 3.0685 | 3.0882 | 3.1398 | 3.1797 | 3.2143 | 3.2497 | 3.2955 | 3.3454 | 3.3822 | 3.4331 | 3.4785
(C) 90.1 Lighting | Baseline uncompeted | New England, Mid Atlantic, East North Central, West North Central, South Atlantic, East South Central, West South Central, Mountain, Pacific | Commercial (New), Commercial (Existing) | Lighting | 22.5579 | 3.8532 | 23.9567 | 357.9866 | 9.1213 | 8.725 | 8.4356 | 8.5194 | 8.489 | 8.5783 | 8.4608 | 8.3379 | 8.2206 | 8.0997 | 8.0691 | 8.049 | 8.0802 | 7.9535 | 7.8607 | 7.7682 | 7.7473 | 7.6882 | 7.6311 | 7.5709 | 7.5338 | 7.5099 | 7.4706 | 7.4704 | 7.4285
(C) 90.1 Lighting | Efficient uncompeted | New England, Mid Atlantic, East North Central, West North Central, South Atlantic, East South Central, West South Central, Mountain, Pacific | Commercial (New), Commercial (Existing) | Lighting | 22.5579 | 3.8532 | 23.9567 | 357.9866 | 8.8848 | 8.2769 | 7.7919 | 7.6618 | 7.4262 | 7.2995 | 7.0354 | 6.8067 | 6.6214 | 6.4717 | 6.4208 | 6.3797 | 6.389 | 6.2775 | 6.1945 | 6.1124 | 6.0927 | 6.0451 | 5.9991 | 5.9507 | 5.9204 | 5.9006 | 5.8687 | 5.8676 | 5.8338
(C) 90.1 Lighting | Baseline competed | New England, Mid Atlantic, East North Central, West North Central, South Atlantic, East South Central, West South Central, Mountain, Pacific | Commercial (New), Commercial (Existing) | Lighting | 22.5579 | 3.8532 | 23.9567 | 357.9866 | 1.1402 | 1.0906 | 1.0544 | 1.0649 | 1.0611 | 1.0723 | 1.0576 | 1.0422 | 1.0276 | 1.0125 | 0.9241 | 0.85031 | 0.79151 | 0.7259 | 0.67176 | 0.62439 | 0.58822 | 0.553 | 0.52048 | 0.48246 | 0.45218 | 0.42637 | 0.40286 | 0.38406 | 0.36536
(C) 90.1 Lighting | Efficient competed | New England, Mid Atlantic, East North Central, West North Central, South Atlantic, East South Central, West South Central, Mountain, Pacific | Commercial (New), Commercial (Existing) | Lighting | 22.5579 | 3.8532 | 23.9567 | 357.9866 | 1.1106 | 1.0346 | 0.97399 | 0.95773 | 0.92827 | 0.91244 | 0.87942 | 0.85084 | 0.82767 | 0.80897 | 0.73555 | 0.67421 | 0.62608 | 0.57315 | 0.52956 | 0.49147 | 0.46276 | 0.43501 | 0.40932 | 0.37936 | 0.35548 | 0.33513 | 0.3166 | 0.30177 | 0.28704
(C) 90.1 Plug Loads | Baseline uncompeted | New England, Mid Atlantic, East North Central, West North Central, South Atlantic, East South Central, West South Central, Mountain, Pacific | Commercial (New), Commercial (Existing) | Computers and Electronics | -12.7876 | 18.972 | 131.61 | 2017.0396 | 3.6319 | 3.4114 | 3.2183 | 3.1731 | 3.1464 | 3.1676 | 3.1061 | 3.0481 | 2.9935 | 2.9329 | 2.905 | 2.8846 | 2.8821 | 2.8278 | 2.7958 | 2.7518 | 2.7432 | 2.7061 | 2.6724 | 2.6325 | 2.6049 | 2.5665 | 2.5192 | 2.4803 | 2.4228
(C) 90.1 Plug Loads | Efficient uncompeted | New England, Mid Atlantic, East North Central, West North Central, South Atlantic, East South Central, West South Central, Mountain, Pacific | Commercial (New), Commercial (Existing) | Computers and Electronics | -12.7876 | 18.972 | 131.61 | 2017.0396 | 3.5839 | 3.3226 | 3.0944 | 3.0124 | 2.9498 | 2.9331 | 2.8414 | 2.755 | 2.6739 | 2.6103 | 2.5855 | 2.5673 | 2.565 | 2.5167 | 2.4883 | 2.4491 | 2.4414 | 2.4084 | 2.3785 | 2.3429 | 2.3183 | 2.2842 | 2.2421 | 2.2075 | 2.1563
(C) 90.1 Plug Loads | Baseline competed | New England, Mid Atlantic, East North Central, West North Central, South Atlantic, East South Central, West South Central, Mountain, Pacific | Commercial (New), Commercial (Existing) | Computers and Electronics | -12.7876 | 18.972 | 131.61 | 2017.0396 | 0 | -1e-15 | 1e-15 | 1e-15 | -1e-15 | 0 | 0 | -1e-15 | 0 | 1e-15 | 1e-15 | -2e-15 | 2e-15 | 2e-15 | 0 | -1e-15 | 0 | 3e-15 | 1e-15 | 1e-15 | 3e-15 | -1e-15 | 0 | -1e-15 | 0
(C) 90.1 Plug Loads | Efficient competed | New England, Mid Atlantic, East North Central, West North Central, South Atlantic, East South Central, West South Central, Mountain, Pacific | Commercial (New), Commercial (Existing) | Computers and Electronics | -12.7876 | 18.972 | 131.61 | 2017.0396 | 1e-15 | 2e-15 | -2e-15 | -2e-15 | 1e-15 | -1e-15 | 0 | 1e-15 | -1e-15 | -2e-15 | -1e-15 | 1e-15 | 0 | -1e-15 | 1e-15 | -1e-15 | -1e-15 | 0 | 1e-15 | 0 | 0 | 0 | -1e-15 | -1e-15 | 0
(C) Best HP FS (RTU, NG Heat) | Baseline uncompeted | New England, Mid Atlantic, East North Central, West North Central, South Atlantic, East South Central, West South Central, Mountain, Pacific | Commercial (New), Commercial (Existing) | Heating (Equip.), Cooling (Equip.), Ventilation | 0.7715 | 19.3185 | 9.1661 | 176.6322 | 10.25 | 10.2602 | 10.3409 | 10.6789 | 11.0448 | 11.5088 | 11.6861 | 11.7705 | 11.9079 | 11.9745 | 12.1371 | 12.3332 | 12.472 | 12.5225 | 12.6253 | 12.714 | 12.855 | 12.927 | 12.9731 | 13.0223 | 13.1032 | 13.1763 | 13.2251 | 13.3215 | 13.3705
(C) Best HP FS (RTU, NG Heat) | Efficient uncompeted | New England, Mid Atlantic, East North Central, West North Central, South Atlantic, East South Central, West South Central, Mountain, Pacific | Commercial (New), Commercial (Existing) | Heating (Equip.), Cooling (Equip.), Ventilation | 0.7715 | 19.3185 | 9.1661 | 176.6322 | 10.1925 | 10.1188 | 10.0772 | 10.2854 | 10.4945 | 10.7959 | 10.8174 | 10.7725 | 10.7392 | 10.6602 | 10.6781 | 10.7042 | 10.7851 | 10.6614 | 10.6159 | 10.5352 | 10.5444 | 10.5105 | 10.5154 | 10.5417 | 10.5748 | 10.6403 | 10.6766 | 10.7627 | 10.7778
(C) Best HP FS (RTU, NG Heat) | Baseline competed | New England, Mid Atlantic, East North Central, West North Central, South Atlantic, East South Central, West South Central, Mountain, Pacific | Commercial (New), Commercial (Existing) | Heating (Equip.), Cooling (Equip.), Ventilation | 0.7715 | 19.3185 | 9.1661 | 176.6322 | 1.4e-14 | 1e-14 | -1.3e-14 | 8e-15 | -1e-14 | 1.1e-14 | 6e-15 | 2e-14 | -8e-15 | 2.6e-14 | 5e-15 | 1.2e-14 | 1.6e-14 | -8e-15 | 1.2e-14 | -1.4e-14 | -5e-15 | 2e-15 | 9e-15 | -3e-15 | -5e-15 | -2e-14 | 7e-15 | 2.8e-14 | 1.4e-14
(C) Best HP FS (RTU, NG Heat) | Efficient competed | New England, Mid Atlantic, East North Central, West North Central, South Atlantic, East South Central, West South Central, Mountain, Pacific | Commercial (New), Commercial (Existing) | Heating (Equip.), Cooling (Equip.), Ventilation | 0.7715 | 19.3185 | 9.1661 | 176.6322 | 0 | -9e-15 | -2e-15 | -8e-15 | -9e-15 | 1.7e-14 | -1e-15 | 1.2e-14 | 1e-15 | 1.3e-14 | -2.4e-14 | 6e-15 | 9e-15 | -1.3e-14 | -2.6e-14 | -9e-15 | -8e-15 | 1.3e-14 | -1.1e-14 | 1.2e-14 | 3e-15 | 2e-15 | 2.2e-14 | 1.3e-14 | -1e-14
(C) Best Refrigeration | Baseline uncompeted | New England, Mid Atlantic, East North Central, West North Central, South Atlantic, East South Central, West South Central, Mountain, Pacific | Commercial (New), Commercial (Existing) | Refrigeration | -11.99 | 21.5728 | 136.2613 | 2070.6734 | 5.8005 | 5.5921 | 5.4244 | 5.4943 | 5.575 | 5.7406 | 5.7618 | 5.7695 | 5.7749 | 5.7674 | 5.8071 | 5.8603 | 5.9404 | 5.9008 | 5.9103 | 5.9076 | 5.9545 | 5.9639 | 5.9671 | 5.9639 | 5.9763 | 5.9896 | 5.9913 | 6.0204 | 6.0142
(C) Best Refrigeration | Efficient uncompeted | New England, Mid Atlantic, East North Central, West North Central, South Atlantic, East South Central, West South Central, Mountain, Pacific | Commercial (New), Commercial (Existing) | Refrigeration | -11.99 | 21.5728 | 136.2613 | 2070.6734 | 5.6534 | 5.3119 | 5.0216 | 4.9571 | 4.902 | 4.9195 | 4.8126 | 4.6969 | 4.5823 | 4.5508 | 4.5819 | 4.6238 | 4.6872 | 4.6558 | 4.6632 | 4.6608 | 4.6979 | 4.7054 | 4.708 | 4.7056 | 4.7153 | 4.726 | 4.7274 | 4.7504 | 4.7454
(C) Best Refrigeration | Baseline competed | New England, Mid Atlantic, East North Central, West North Central, South Atlantic, East South Central, West South Central, Mountain, Pacific | Commercial (New), Commercial (Existing) | Refrigeration | -11.99 | 21.5728 | 136.2613 | 2070.6734 | -2e-15 | 3e-15 | 5e-15 | -3e-15 | -1e-15 | 0 | -4e-15 | 4e-15 | 0 | 5e-15 | 2e-15 | -5e-15 | -9e-15 | -6e-15 | 5e-15 | 5e-15 | -1e-15 | 5e-15 | 7e-15 | -3e-15 | -4e-15 | -4e-15 | -9e-15 | 8e-15 | -3e-15
(C) Best Refrigeration | Efficient competed | New England, Mid Atlantic, East North Central, West North Central, South Atlantic, East South Central, West South Central, Mountain, Pacific | Commercial (New), Commercial (Existing) | Refrigeration | -11.99 | 21.5728 | 136.2613 | 2070.6734 | 0 | 8e-15 | -2e-15 | -8e-15 | 2e-15 | -2e-15 | 4e-15 | 5e-15 | 2e-15 | 0 | 6e-15 | 0 | -3e-15 | -1e-15 | 1e-15 | 3e-15 | 7e-15 | -3e-15 | -1e-15 | 1e-15 | 2e-15 | 1e-15 | 1e-15 | 1e-15 | -2e-15
(C) Bst. HP FS (RTU, NG Ht.) & Env.+ | Baseline uncompeted | New England, Mid Atlantic, East North Central, West North Central, South Atlantic, East South Central, West South Central, Mountain, Pacific | Commercial (New), Commercial (Existing) | Heating (Equip.), Cooling (Equip.), Ventilation | -12.5558 | 999 | 93.1208 | 1761.4208 | 10.25 | 10.2602 | 10.3409 | 10.6789 | 11.0448 | 11.5088 | 11.6861 | 11.7705 | 11.9079 | 11.9745 | 12.1371 | 12.3332 | 12.472 | 12.5225 | 12.6253 | 12.714 | 12.855 | 12.927 | 12.9731 | 13.0223 | 13.1032 | 13.1763 | 13.2251 | 13.3215 | 13.3705
(C) Bst. HP FS (RTU, NG Ht.) & Env.+ | Efficient uncompeted | New England, Mid Atlantic, East North Central, West North Central, South Atlantic, East South Central, West South Central, Mountain, Pacific | Commercial (New), Commercial (Existing) | Heating (Equip.), Cooling (Equip.), Ventilation | -12.5558 | 999 | 93.1208 | 1761.4208 | 10.1779 | 10.0892 | 10.0323 | 10.2245 | 10.4172 | 10.7014 | 10.7078 | 10.6497 | 10.6031 | 10.5126 | 10.5187 | 10.5332 | 10.6027 | 10.4705 | 10.416 | 10.3278 | 10.3285 | 10.2872 | 10.2837 | 10.3016 | 10.3286 | 10.3875 | 10.4184 | 10.4983 | 10.5095
(C) Bst. HP FS (RTU, NG Ht.) & Env.+ | Baseline competed | New England, Mid Atlantic, East North Central, West North Central, South Atlantic, East South Central, West South Central, Mountain, Pacific | Commercial (New), Commercial (Existing) | Heating (Equip.), Cooling (Equip.), Ventilation | -12.5558 | 999 | 93.1208 | 1761.4208 | 1.4e-14 | 1e-14 | -1.3e-14 | 8e-15 | -1e-14 | 1.1e-14 | 6e-15 | 2e-14 | -8e-15 | 2.6e-14 | 5e-15 | 1.2e-14 | 1.6e-14 | -8e-15 | 1.2e-14 | -1.4e-14 | -5e-15 | 2e-15 | 9e-15 | -3e-15 | -5e-15 | -2e-14 | 7e-15 | 2.8e-14 | 1.4e-14
(C) Bst. HP FS (RTU, NG Ht.) & Env.+ | Efficient competed | New England, Mid Atlantic, East North Central, West North Central, South Atlantic, East South Central, West South Central, Mountain, Pacific | Commercial (New), Commercial (Existing) | Heating (Equip.), Cooling (Equip.), Ventilation | -12.5558 | 999 | 93.1208 | 1761.4208 | 9e-15 | -2.1e-14 | -1e-15 | 2e-15 | 3e-15 | -3e-15 | -3e-15 | 0 | 1.4e-14 | 3e-15 | -2.1e-14 | 1e-15 | -5e-15 | -1.4e-14 | -2.3e-14 | -5e-15 | -1.2e-14 | 9e-15 | -1.2e-14 | 8e-15 | 3e-15 | -3e-15 | -2e-15 | 1.1e-14 | -1.4e-14
(C) ESTAR HP FS (RTU, NG Heat) | Baseline uncompeted | New England, Mid Atlantic, East North Central, West North Central, South Atlantic, East South Central, West South Central, Mountain, Pacific | Commercial (New), Commercial (Existing) | Heating (Equip.), Cooling (Equip.), Ventilation | 999 | 0 | -0.96681 | -18.8287 | 10.25 | 10.2602 | 10.3409 | 10.6789 | 11.0448 | 11.5088 | 11.6861 | 11.7705 | 11.9079 | 11.9745 | 12.1371 | 12.3332 | 12.472 | 12.5225 | 12.6253 | 12.714 | 12.855 | 12.927 | 12.9731 | 13.0223 | 13.1032 | 13.1763 | 13.2251 | 13.3215 | 13.3705
(C) ESTAR HP FS (RTU, NG Heat) | Efficient uncompeted | New England, Mid Atlantic, East North Central, West North Central, South Atlantic, East South Central, West South Central, Mountain, Pacific | Commercial (New), Commercial (Existing) | Heating (Equip.), Cooling (Equip.), Ventilation | 999 | 0 | -0.96681 | -18.8287 | 10.2254 | 10.182 | 10.1682 | 10.4067 | 10.6465 | 10.9816 | 11.0322 | 11.0156 | 11.0097 | 10.9571 | 11.0045 | 11.06 | 11.1743 | 11.0741 | 11.055 | 10.9982 | 11.0344 | 11.0213 | 11.0391 | 11.069 | 11.1029 | 11.1705 | 11.2074 | 11.2965 | 11.3112
(C) ESTAR HP FS (RTU, NG Heat) | Baseline competed | New England, Mid Atlantic, East North Central, West North Central, South Atlantic, East South Central, West South Central, Mountain, Pacific | Commercial (New), Commercial (Existing) | Heating (Equip.), Cooling (Equip.), Ventilation | 999 | 0 | -0.96681 | -18.8287 | 1.4e-14 | 1e-14 | -1.3e-14 | 8e-15 | -1e-14 | 1.1e-14 | 6e-15 | 2e-14 | 0.002212 | 0.0043117 | 0.0063581 | 0.0083503 | 0.010229 | 0.011927 | 0.013573 | 0.01511 | 0.016622 | 0.01792 | 0.018983 | 0.019693 | 0.023514 | 0.026978 | 0.030335 | 0.042519 | 0.053825
(C) ESTAR HP FS (RTU, NG Heat) | Efficient competed | New England, Mid Atlantic, East North Central, West North Central, South Atlantic, East South Central, West South Central, Mountain, Pacific | Commercial (New), Commercial (Existing) | Heating (Equip.), Cooling (Equip.), Ventilation | 999 | 0 | -0.96681 | -18.8287 | 1.4e-14 | -1.3e-14 | 1.1e-14 | -3e-15 | -7e-15 | -1e-15 | 8e-15 | 2e-14 | 0.002046 | 0.0039594 | 0.0058045 | 0.0075647 | 0.0092868 | 0.010722 | 0.012118 | 0.013368 | 0.01463 | 0.015704 | 0.016629 | 0.017244 | 0.020503 | 0.023492 | 0.026367 | 0.03691 | 0.046575
(C) ESTAR HP FS (RTU, Other Fossil Heat) | Baseline uncompeted | New England, Mid Atlantic, East North Central, West North Central, South Atlantic, East South Central, West South Central, Mountain, Pacific | Commercial (New), Commercial (Existing) | Heating (Equip.), Cooling (Equip.), Ventilation | -13.2183 | 0 | -189.0249 | -1952.6347 | 0.93735 | 0.92793 | 0.91989 | 0.93703 | 0.95438 | 0.97943 | 0.99105 | 1.0029 | 1.0191 | 1.0267 | 1.0461 | 1.0668 | 1.0876 | 1.0946 | 1.1072 | 1.1162 | 1.1329 | 1.1443 | 1.1543 | 1.1646 | 1.1773 | 1.1895 | 1.1993 | 1.2138 | 1.2231
(C) ESTAR HP FS (RTU, Other Fossil Heat) | Efficient uncompeted | New England, Mid Atlantic, East North Central, West North Central, South Atlantic, East South Central, West South Central, Mountain, Pacific | Commercial (New), Commercial (Existing) | Heating (Equip.), Cooling (Equip.), Ventilation | -13.2183 | 0 | -189.0249 | -1952.6347 | 0.94245 | 0.93767 | 0.93264 | 0.95566 | 0.97973 | 1.0164 | 1.0335 | 1.0495 | 1.0673 | 1.0792 | 1.1044 | 1.1294 | 1.1615 | 1.1707 | 1.1867 | 1.1989 | 1.2251 | 1.2433 | 1.2589 | 1.2718 | 1.285 | 1.2999 | 1.3109 | 1.3292 | 1.3388
(C) ESTAR HP FS (RTU, Other Fossil Heat) | Baseline competed | New England, Mid Atlantic, East North Central, West North Central, South Atlantic, East South Central, West South Central, Mountain, Pacific | Commercial (New), Commercial (Existing) | Heating (Equip.), Cooling (Equip.), Ventilation | -13.2183 | 0 | -189.0249 | -1952.6347 | 0 | 0 | 1e-15 | -1e-15 | -1e-15 | 0 | 0 | 0 | 1e-15 | 1e-15 | 0 | 1e-15 | 0 | 1e-15 | -1e-15 | 1e-15 | 1e-15 | 0 | 0 | -2e-15 | 2e-15 | -1e-15 | 0 | 0 | -3e-15
(C) ESTAR HP FS (RTU, Other Fossil Heat) | Efficient competed | New England, Mid Atlantic, East North Central, West North Central, South Atlantic, East South Central, West South Central, Mountain, Pacific | Commercial (New), Commercial (Existing) | Heating (Equip.), Cooling (Equip.), Ventilation | -13.2183 | 0 | -189.0249 | -1952.6347 | 0 | -1e-15 | 0 | -2e-15 | -1e-15 | 0 | 0 | 1e-15 | 1e-15 | 2e-15 | 0 | -1e-15 | 1e-15 | 0 | 0 | -2e-15 | 0 | 0 | 0 | 1e-15 | 0 | 0 | -3e-15 | -3e-15 | 0
(C) ESTAR HP Pt. FS (RTU, NG Heat) | Baseline uncompeted | New England, Mid Atlantic, East North Central, West North Central, South Atlantic, East South Central, West South Central, Mountain, Pacific | Commercial (New), Commercial (Existing) | Heating (Equip.), Cooling (Equip.), Ventilation | 999 | 0 | -1.3646 | -26.2399 | 10.25 | 10.2602 | 10.3409 | 10.6789 | 11.0448 | 11.5088 | 11.6861 | 11.7705 | 11.9079 | 11.9745 | 12.1371 | 12.3332 | 12.472 | 12.5225 | 12.6253 | 12.714 | 12.855 | 12.927 | 12.9731 | 13.0223 | 13.1032 | 13.1763 | 13.2251 | 13.3215 | 13.3705
(C) ESTAR HP Pt. FS (RTU, NG Heat) | Efficient uncompeted | New England, Mid Atlantic, East North Central, West North Central, South Atlantic, East South Central, West South Central, Mountain, Pacific | Commercial (New), Commercial (Existing) | Heating (Equip.), Cooling (Equip.), Ventilation | 999 | 0 | -1.3646 | -26.2399 | 10.2137 | 10.1677 | 10.1641 | 10.4118 | 10.6679 | 11.0178 | 11.0826 | 11.0727 | 11.0886 | 11.0498 | 11.1062 | 11.1784 | 11.2702 | 11.1902 | 11.1801 | 11.1413 | 11.1824 | 11.174 | 11.1852 | 11.2123 | 11.2552 | 11.3171 | 11.3516 | 11.4349 | 11.4549
(C) ESTAR HP Pt. FS (RTU, NG Heat) | Baseline competed | New England, Mid Atlantic, East North Central, West North Central, South Atlantic, East South Central, West South Central, Mountain, Pacific | Commercial (New), Commercial (Existing) | Heating (Equip.), Cooling (Equip.), Ventilation | 999 | 0 | -1.3646 | -26.2399 | 1.4e-14 | 1e-14 | -1.3e-14 | 8e-15 | -1e-14 | 1.1e-14 | 6e-15 | 2e-14 | -8e-15 | 2.6e-14 | 5e-15 | 1.2e-14 | 1.6e-14 | -8e-15 | 1.2e-14 | -1.4e-14 | -5e-15 | 2e-15 | 9e-15 | -3e-15 | -5e-15 | -2e-14 | 7e-15 | 2.8e-14 | 1.4e-14
(C) ESTAR HP Pt. FS (RTU, NG Heat) | Efficient competed | New England, Mid Atlantic, East North Central, West North Central, South Atlantic, East South Central, West South Central, Mountain, Pacific | Commercial (New), Commercial (Existing) | Heating (Equip.), Cooling (Equip.), Ventilation | 999 | 0 | -1.3646 | -26.2399 | 1.4e-14 | -4e-15 | 1.1e-14 | -1e-14 | -5e-15 | -3e-15 | 0 | 2.5e-14 | 0 | -3e-15 | -7e-15 | -8e-15 | -2e-15 | -1.8e-14 | -1.9e-14 | -1.2e-14 | -1e-15 | 1e-15 | -1.2e-14 | -8e-15 | -1e-15 | 5e-15 | -1e-15 | 8e-15 | -2e-15
(C) ESTAR HP Pt. FS (RTU, Other Fossil Heat) | Baseline uncompeted | New England, Mid Atlantic, East North Central, West North Central, South Atlantic, East South Central, West South Central, Mountain, Pacific | Commercial (New), Commercial (Existing) | Heating (Equip.), Cooling (Equip.), Ventilation | -10.3921 | 0 | -571.1419 | -4419.3078 | 0.93735 | 0.92793 | 0.91989 | 0.93703 | 0.95438 | 0.97943 | 0.99105 | 1.0029 | 1.0191 | 1.0267 | 1.0461 | 1.0668 | 1.0876 | 1.0946 | 1.1072 | 1.1162 | 1.1329 | 1.1443 | 1.1543 | 1.1646 | 1.1773 | 1.1895 | 1.1993 | 1.2138 | 1.2231
(C) ESTAR HP Pt. FS (RTU, Other Fossil Heat) | Efficient uncompeted | New England, Mid Atlantic, East North Central, West North Central, South Atlantic, East South Central, West South Central, Mountain, Pacific | Commercial (New), Commercial (Existing) | Heating (Equip.), Cooling (Equip.), Ventilation | -10.3921 | 0 | -571.1419 | -4419.3078 | 0.94389 | 0.94065 | 0.93725 | 0.96136 | 0.98639 | 1.0231 | 1.0414 | 1.0589 | 1.0789 | 1.0923 | 1.1188 | 1.1457 | 1.1779 | 1.1891 | 1.2069 | 1.2209 | 1.2476 | 1.2668 | 1.2833 | 1.2973 | 1.3115 | 1.3264 | 1.3376 | 1.3556 | 1.3657
(C) ESTAR HP Pt. FS (RTU, Other Fossil Heat) | Baseline competed | New England, Mid Atlantic, East North Central, West North Central, South Atlantic, East South Central, West South Central, Mountain, Pacific | Commercial (New), Commercial (Existing) | Heating (Equip.), Cooling (Equip.), Ventilation | -10.3921 | 0 | -571.1419 | -4419.3078 | 0 | 0 | 1e-15 | -1e-15 | -1e-15 | 0 | 0 | 0 | 1e-15 | 1e-15 | 0 | 1e-15 | 0 | 1e-15 | -1e-15 | 1e-15 | 1e-15 | 0 | 0 | -2e-15 | 2e-15 | -1e-15 | 0 | 0 | -3e-15
(C) ESTAR HP Pt. FS (RTU, Other Fossil Heat) | Efficient competed | New England, Mid Atlantic, East North Central, West North Central, South Atlantic, East South Central, West South Central, Mountain, Pacific | Commercial (New), Commercial (Existing) | Heating (Equip.), Cooling (Equip.), Ventilation | -10.3921 | 0 | -571.1419 | -4419.3078 | 0 | 0 | 0 | -2e-15 | 0 | 0 | -1e-15 | 0 | 0 | 2e-15 | 1e-15 | 1e-15 | 1e-15 | 1e-15 | -1e-15 | -3e-15 | 0 | 0 | 1e-15 | 1e-15 | 0 | 0 | -1e-15 | -4e-15 | 0
(C) ESTAR HP TS (Resist. Heat) | Baseline uncompeted | New England, Mid Atlantic, East North Central, West North Central, South Atlantic, East South Central, West South Central, Mountain, Pacific | Commercial (New), Commercial (Existing) | Heating (Equip.), Cooling (Equip.), Ventilation | -1.0479 | 23.6281 | 86.6824 | 1290.6104 | 8.6417 | 8.3964 | 8.2145 | 8.3647 | 8.5285 | 8.8187 | 8.8685 | 8.8962 | 8.9193 | 8.9264 | 9.0314 | 9.1302 | 9.2838 | 9.2488 | 9.2813 | 9.286 | 9.3706 | 9.3982 | 9.4141 | 9.4191 | 9.4472 | 9.4837 | 9.4968 | 9.5576 | 9.5637
(C) ESTAR HP TS (Resist. Heat) | Efficient uncompeted | New England, Mid Atlantic, East North Central, West North Central, South Atlantic, East South Central, West South Central, Mountain, Pacific | Commercial (New), Commercial (Existing) | Heating (Equip.), Cooling (Equip.), Ventilation | -1.0479 | 23.6281 | 86.6824 | 1290.6104 | 8.5721 | 8.2673 | 8.034 | 8.1304 | 8.2378 | 8.4712 | 8.471 | 8.4559 | 8.4435 | 8.42 | 8.4939 | 8.5654 | 8.6931 | 8.6578 | 8.7019 | 8.7241 | 8.8291 | 8.883 | 8.9242 | 8.9556 | 9.0137 | 9.0769 | 9.1183 | 9.2072 | 9.2441
(C) ESTAR HP TS (Resist. Heat) | Baseline competed | New England, Mid Atlantic, East North Central, West North Central, South Atlantic, East South Central, West South Central, Mountain, Pacific | Commercial (New), Commercial (Existing) | Heating (Equip.), Cooling (Equip.), Ventilation | -1.0479 | 23.6281 | 86.6824 | 1290.6104 | 2e-15 | 0 | -3e-15 | 4e-15 | 9e-15 | -3e-15 | 1e-14 | 8e-15 | 7e-15 | 2e-15 | -1e-15 | 0 | -1e-15 | -7e-15 | -2.2e-14 | -8e-15 | -1e-15 | -8e-15 | 6e-15 | 1.3e-14 | 7e-15 | -1.5e-14 | 2e-15 | -5e-15 | -1.5e-14
(C) ESTAR HP TS (Resist. Heat) | Efficient competed | New England, Mid Atlantic, East North Central, West North Central, South Atlantic, East South Central, West South Central, Mountain, Pacific | Commercial (New), Commercial (Existing) | Heating (Equip.), Cooling (Equip.), Ventilation | -1.0479 | 23.6281 | 86.6824 | 1290.6104 | 1e-15 | 8e-15 | -1e-14 | 2.4e-14 | 4e-15 | 8e-15 | -7e-15 | 7e-15 | -2e-15 | 6e-15 | -7e-15 | 1.1e-14 | 2e-15 | -1.4e-14 | 4e-15 | -9e-15 | -9e-15 | 1.2e-14 | 1.6e-14 | 6e-15 | -1e-15 | -1e-15 | 1.1e-14 | -1.7e-14 | -2.7e-14
(C) ESTAR HPWH FS | Baseline uncompeted | New England, Mid Atlantic, East North Central, West North Central, South Atlantic, East South Central, West South Central, Mountain, Pacific | Commercial (New), Commercial (Existing) | Water Heating | 999 | 999 | 15.1653 | 328.2601 | 0.87192 | 0.9041 | 0.94141 | 0.98089 | 1.0294 | 1.0752 | 1.1051 | 1.1183 | 1.1487 | 1.1645 | 1.1832 | 1.2107 | 1.2093 | 1.2264 | 1.2448 | 1.2673 | 1.2851 | 1.2983 | 1.3081 | 1.3216 | 1.3376 | 1.3509 | 1.363 | 1.3765 | 1.3908
(C) ESTAR HPWH FS | Efficient uncompeted | New England, Mid Atlantic, East North Central, West North Central, South Atlantic, East South Central, West South Central, Mountain, Pacific | Commercial (New), Commercial (Existing) | Water Heating | 999 | 999 | 15.1653 | 328.2601 | 0.88996 | 0.93093 | 0.96322 | 1.0004 | 1.0382 | 1.0832 | 1.1009 | 1.1085 | 1.1191 | 1.1238 | 1.1426 | 1.1622 | 1.1917 | 1.2006 | 1.215 | 1.2212 | 1.2402 | 1.2509 | 1.2616 | 1.2711 | 1.2793 | 1.2956 | 1.306 | 1.3223 | 1.329
(C) ESTAR HPWH FS | Baseline competed | New England, Mid Atlantic, East North Central, West North Central, South Atlantic, East South Central, West South Central, Mountain, Pacific | Commercial (New), Commercial (Existing) | Water Heating | 999 | 999 | 15.1653 | 328.2601 | 0 | 1e-15 | 0 | 1e-15 | 1e-15 | -1e-15 | 1e-15 | 0 | 1e-15 | 0 | -2e-15 | 0 | 1e-15 | 1e-15 | -1e-15 | 2e-15 | -1e-15 | 1e-15 | -1e-15 | 0 | 1e-15 | -1e-15 | 1e-15 | -1e-15 | 0
(C) ESTAR HPWH FS | Efficient competed | New England, Mid Atlantic, East North Central, West North Central, South Atlantic, East South Central, West South Central, Mountain, Pacific | Commercial (New), Commercial (Existing) | Water Heating | 999 | 999 | 15.1653 | 328.2601 | 1e-15 | 0 | 0 | 0 | 1e-15 | 0 | 1e-15 | 0 | 0 | 0 | -1e-15 | 1e-15 | 0 | 0 | 0 | 0 | 1e-15 | 0 | -2e-15 | -1e-15 | -1e-15 | 0 | 0 | 1e-15 | 0
(C) ESTAR HPWH TS | Baseline uncompeted | New England, Mid Atlantic, East North Central, West North Central, South Atlantic, East South Central, West South Central, Mountain, Pacific | Commercial (New), Commercial (Existing) | Water Heating | 27.605 | 3.529 | 14.6745 | 201.9746 | 1.0174 | 0.97464 | 0.94333 | 0.94699 | 0.95294 | 0.97322 | 0.96389 | 0.95063 | 0.93538 | 0.92048 | 0.91961 | 0.91587 | 0.91585 | 0.90377 | 0.89426 | 0.88135 | 0.87543 | 0.86352 | 0.85002 | 0.83532 | 0.8255 | 0.81431 | 0.80136 | 0.79298 | 0.78065
(C) ESTAR HPWH TS | Efficient uncompeted | New England, Mid Atlantic, East North Central, West North Central, South Atlantic, East South Central, West South Central, Mountain, Pacific | Commercial (New), Commercial (Existing) | Water Heating | 27.605 | 3.529 | 14.6745 | 201.9746 | 0.94893 | 0.84417 | 0.75525 | 0.69745 | 0.64161 | 0.5946 | 0.52996 | 0.46551 | 0.40287 | 0.35484 | 0.3563 | 0.35786 | 0.3611 | 0.35911 | 0.35822 | 0.35557 | 0.35554 | 0.35284 | 0.34942 | 0.34545 | 0.34312 | 0.34039 | 0.33694 | 0.3354 | 0.33188
(C) ESTAR HPWH TS | Baseline competed | New England, Mid Atlantic, East North Central, West North Central, South Atlantic, East South Central, West South Central, Mountain, Pacific | Commercial (New), Commercial (Existing) | Water Heating | 27.605 | 3.529 | 14.6745 | 201.9746 | 0.10886 | 0.10429 | 0.10094 | 0.10133 | 0.10196 | 0.10413 | 0.10314 | 0.10172 | 0.10009 | 0.098491 | 0.098398 | 0.097998 | 0.097996 | 0.096703 | 0.095686 | 0.094305 | 0.093671 | 0.092397 | 0.090952 | 0.089379 | 0.088328 | 0.087131 | 0.085746 | 0.084849 | 0.08353
(C) ESTAR HPWH TS | Efficient competed | New England, Mid Atlantic, East North Central, West North Central, South Atlantic, East South Central, West South Central, Mountain, Pacific | Commercial (New), Commercial (Existing) | Water Heating | 27.605 | 3.529 | 14.6745 | 201.9746 | 0.10154 | 0.090326 | 0.080812 | 0.074627 | 0.068652 | 0.063622 | 0.056706 | 0.049809 | 0.043107 | 0.037968 | 0.038124 | 0.038291 | 0.038637 | 0.038425 | 0.038329 | 0.038046 | 0.038043 | 0.037754 | 0.037388 | 0.036963 | 0.036714 | 0.036421 | 0.036053 | 0.035888 | 0.035511
(C) Induction Range FS | Baseline uncompeted | New England, Mid Atlantic, East North Central, West North Central, South Atlantic, East South Central, West South Central, Mountain, Pacific | Commercial (New), Commercial (Existing) | Cooking | 999 | 999 | 261.9302 | 5752.6856 | 1.8259 | 1.8899 | 1.9648 | 2.0453 | 2.1446 | 2.2395 | 2.2942 | 2.3108 | 2.3495 | 2.3628 | 2.3861 | 2.431 | 2.4287 | 2.4609 | 2.4901 | 2.5242 | 2.5484 | 2.5629 | 2.5702 | 2.5835 | 2.6021 | 2.6154 | 2.6266 | 2.6405 | 2.6556
(C) Induction Range FS | Efficient uncompeted | New England, Mid Atlantic, East North Central, West North Central, South Atlantic, East South Central, West South Central, Mountain, Pacific | Commercial (New), Commercial (Existing) | Cooking | 999 | 999 | 261.9302 | 5752.6856 | 1.9937 | 2.1866 | 2.3484 | 2.5213 | 2.6968 | 2.8814 | 3.0031 | 3.1078 | 3.202 | 3.2867 | 3.3928 | 3.4418 | 3.5102 | 3.5084 | 3.5327 | 3.5443 | 3.5773 | 3.5921 | 3.6052 | 3.6157 | 3.6347 | 3.6519 | 3.664 | 3.6935 | 3.7004
(C) Induction Range FS | Baseline competed | New England, Mid Atlantic, East North Central, West North Central, South Atlantic, East South Central, West South Central, Mountain, Pacific | Commercial (New), Commercial (Existing) | Cooking | 999 | 999 | 261.9302 | 5752.6856 | 0 | 0 | -1e-15 | -1e-15 | 2e-15 | 1e-15 | -2e-15 | -1e-15 | -1e-15 | -2e-15 | -1e-15 | -1e-15 | 0 | -1e-15 | 3e-15 | 0 | -1e-15 | 0 | -1e-15 | 1e-15 | 1e-15 | 1e-15 | -1e-15 | 1e-15 | 2e-15
(C) Induction Range FS | Efficient competed | New England, Mid Atlantic, East North Central, West North Central, South Atlantic, East South Central, West South Central, Mountain, Pacific | Commercial (New), Commercial (Existing) | Cooking | 999 | 999 | 261.9302 | 5752.6856 | 0 | -1e-15 | -1e-15 | 1e-15 | -1e-15 | 0 | -3e-15 | -4e-15 | 0 | -2e-15 | -1e-15 | -1e-15 | 5e-15 | -1e-15 | -1e-15 | 0 | 0 | -4e-15 | 1e-15 | 2e-15 | -2e-15 | 2e-15 | -2e-15 | -2e-15 | -2e-15
(C) Induction Range TS | Baseline uncompeted | New England, Mid Atlantic, East North Central, West North Central, South Atlantic, East South Central, West South Central, Mountain, Pacific | Commercial (New), Commercial (Existing) | Cooking | -29.1237 | 999 | 1102.7906 | 16171.5691 | 1.4065 | 1.3564 | 1.317 | 1.3274 | 1.3401 | 1.3706 | 1.364 | 1.3531 | 1.3419 | 1.3281 | 1.3276 | 1.3274 | 1.3322 | 1.3128 | 1.3025 | 1.2881 | 1.2848 | 1.273 | 1.2595 | 1.2447 | 1.234 | 1.2229 | 1.2093 | 1.2011 | 1.1865
(C) Induction Range TS | Efficient uncompeted | New England, Mid Atlantic, East North Central, West North Central, South Atlantic, East South Central, West South Central, Mountain, Pacific | Commercial (New), Commercial (Existing) | Cooking | -29.1237 | 999 | 1102.7906 | 16171.5691 | 1.3818 | 1.3089 | 1.2484 | 1.2358 | 1.2254 | 1.2308 | 1.2029 | 1.1717 | 1.141 | 1.1088 | 1.1019 | 1.1018 | 1.1057 | 1.0896 | 1.0811 | 1.0692 | 1.0664 | 1.0566 | 1.0454 | 1.0331 | 1.0243 | 1.015 | 1.0037 | 0.9969 | 0.9848
(C) Induction Range TS | Baseline competed | New England, Mid Atlantic, East North Central, West North Central, South Atlantic, East South Central, West South Central, Mountain, Pacific | Commercial (New), Commercial (Existing) | Cooking | -29.1237 | 999 | 1102.7906 | 16171.5691 | -1e-15 | 1e-15 | 0 | 0 | 0 | 0 | 1e-15 | 0 | 0 | -1e-15 | 0 | 0 | 0 | 0 | 0 | 0 | 1e-15 | 0 | 0 | 0 | 0 | 0 | -2e-15 | 0 | -1e-15
(C) Induction Range TS | Efficient competed | New England, Mid Atlantic, East North Central, West North Central, South Atlantic, East South Central, West South Central, Mountain, Pacific | Commercial (New), Commercial (Existing) | Cooking | -29.1237 | 999 | 1102.7906 | 16171.5691 | -1e-15 | 0 | 0 | 0 | -1e-15 | -1e-15 | 0 | 0 | 0 | 0 | 0 | -1e-15 | 0 | 1e-15 | 0 | 0 | 1e-15 | 0 | 0 | 0 | 0 | 1e-15 | -1e-15 | 0 | 0
(C) Min. Efficiency HP FS (RTU, NG Heat) | Baseline uncompeted | New England, Mid Atlantic, East North Central, West North Central, South Atlantic, East South Central, West South Central, Mountain, Pacific | Commercial (New), Commercial (Existing) | Heating (Equip.), Cooling (Equip.), Ventilation | 999 | 999 | 0.4971 | 10.1253 | 10.25 | 10.2602 | 10.3409 | 10.6789 | 11.0448 | 11.5088 | 11.6861 | 11.7705 | 11.9079 | 11.9745 | 12.1371 | 12.3332 | 12.472 | 12.5225 | 12.6253 | 12.714 | 12.855 | 12.927 | 12.9731 | 13.0223 | 13.1032 | 13.1763 | 13.2251 | 13.3215 | 13.3705
(C) Min. Efficiency HP FS (RTU, NG Heat) | Efficient uncompeted | New England, Mid Atlantic, East North Central, West North Central, South Atlantic, East South Central, West South Central, Mountain, Pacific | Commercial (New), Commercial (Existing) | Heating (Equip.), Cooling (Equip.), Ventilation | 999 | 999 | 0.4971 | 10.1253 | 10.3388 | 10.4022 | 10.4909 | 10.8445 | 11.2026 | 11.6691 | 11.8376 | 11.9385 | 12.0505 | 12.1145 | 12.2914 | 12.4793 | 12.7364 | 12.7483 | 12.8546 | 12.9177 | 13.0845 | 13.1758 | 13.2622 | 13.3256 | 13.3862 | 13.4813 | 13.5404 | 13.663 | 13.697
(C) Min. Efficiency HP FS (RTU, NG Heat) | Baseline competed | New England, Mid Atlantic, East North Central, West North Central, South Atlantic, East South Central, West South Central, Mountain, Pacific | Commercial (New), Commercial (Existing) | Heating (Equip.), Cooling (Equip.), Ventilation | 999 | 999 | 0.4971 | 10.1253 | 1.4e-14 | 1e-14 | -1.3e-14 | 8e-15 | -1e-14 | 1.1e-14 | 6e-15 | 2e-14 | -8e-15 | 2.6e-14 | 5e-15 | 1.2e-14 | 1.6e-14 | -8e-15 | 1.2e-14 | -1.4e-14 | -5e-15 | 2e-15 | 9e-15 | -3e-15 | -5e-15 | -2e-14 | 7e-15 | 2.8e-14 | 1.4e-14
(C) Min. Efficiency HP FS (RTU, NG Heat) | Efficient competed | New England, Mid Atlantic, East North Central, West North Central, South Atlantic, East South Central, West South Central, Mountain, Pacific | Commercial (New), Commercial (Existing) | Heating (Equip.), Cooling (Equip.), Ventilation | 999 | 999 | 0.4971 | 10.1253 | -1e-15 | -4e-15 | 8e-15 | 2.1e-14 | -1e-15 | 1e-14 | 0 | -1e-15 | -5e-15 | 1.5e-14 | 2.2e-14 | -1.1e-14 | 1e-14 | -1.5e-14 | 2.8e-14 | 2e-15 | 9e-15 | -2.1e-14 | -3e-15 | 2.5e-14 | -3e-15 | -2e-15 | 3e-15 | 7e-15 | 1.3e-14
(C) Ref. Case ASHP (RTU) | Baseline uncompeted | New England, Mid Atlantic, East North Central, West North Central, South Atlantic, East South Central, West South Central, Mountain, Pacific | Commercial (New), Commercial (Existing) | Heating (Equip.), Cooling (Equip.), Ventilation | -26.7853 | 999 | 1376.6794 | 19119.6745 | 1.9836 | 1.8957 | 1.8328 | 1.8436 | 1.8479 | 1.8845 | 1.8646 | 1.8421 | 1.8207 | 1.7981 | 1.799 | 1.7992 | 1.8072 | 1.7872 | 1.7771 | 1.7632 | 1.767 | 1.7584 | 1.7474 | 1.7352 | 1.7317 | 1.7272 | 1.7198 | 1.7223 | 1.715
(C) Ref. Case ASHP (RTU) | Efficient uncompeted | New England, Mid Atlantic, East North Central, West North Central, South Atlantic, East South Central, West South Central, Mountain, Pacific | Commercial (New), Commercial (Existing) | Heating (Equip.), Cooling (Equip.), Ventilation | -26.7853 | 999 | 1376.6794 | 19119.6745 | 1.9824 | 1.8864 | 1.8233 | 1.8335 | 1.8372 | 1.8731 | 1.8528 | 1.83 | 1.8083 | 1.7855 | 1.786 | 1.7859 | 1.7935 | 1.7736 | 1.7636 | 1.7501 | 1.7542 | 1.7459 | 1.7353 | 1.7234 | 1.7202 | 1.7159 | 1.7088 | 1.7116 | 1.7045
(C) Ref. Case ASHP (RTU) | Baseline competed | New England, Mid Atlantic, East North Central, West North Central, South Atlantic, East South Central, West South Central, Mountain, Pacific | Commercial (New), Commercial (Existing) | Heating (Equip.), Cooling (Equip.), Ventilation | -26.7853 | 999 | 1376.6794 | 19119.6745 | 1.9836 | 1.8957 | 1.8328 | 1.8436 | 1.8479 | 1.8845 | 1.8646 | 1.8421 | 1.8207 | 1.7981 | 1.799 | 1.7992 | 1.8072 | 1.7872 | 1.7771 | 1.7632 | 1.767 | 1.7584 | 1.7474 | 1.7352 | 1.7317 | 1.7272 | 1.7198 | 1.7223 | 1.715
(C) Ref. Case ASHP (RTU) | Efficient competed | New England, Mid Atlantic, East North Central, West North Central, South Atlantic, East South Central, West South Central, Mountain, Pacific | Commercial (New), Commercial (Existing) | Heating (Equip.), Cooling (Equip.), Ventilation | -26.7853 | 999 | 1376.6794 | 19119.6745 | 1.9824 | 1.8864 | 1.8233 | 1.8335 | 1.8372 | 1.8731 | 1.8528 | 1.83 | 1.8083 | 1.7855 | 1.786 | 1.7859 | 1.7935 | 1.7736 | 1.7636 | 1.7501 | 1.7542 | 1.7459 | 1.7353 | 1.7234 | 1.7202 | 1.7159 | 1.7088 | 1.7116 | 1.7045
(C) Ref. Case Electric Other | Baseline uncompeted | New England, Mid Atlantic, East North Central, West North Central, South Atlantic, East South Central, West South Central, Mountain, Pacific | Commercial (New), Commercial (Existing) | Other | 999 | 999 | 999 | 999 | 33.8477 | 32.6799 | 31.6404 | 31.9389 | 32.3229 | 33.2882 | 33.183 | 32.9859 | 32.8908 | 32.6293 | 32.6006 | 32.6939 | 32.8987 | 32.4954 | 32.233 | 31.8361 | 31.8589 | 31.6783 | 31.4263 | 31.1558 | 31.054 | 30.8606 | 30.6204 | 30.5285 | 30.2799
(C) Ref. Case Electric Other | Efficient uncompeted | New England, Mid Atlantic, East North Central, West North Central, South Atlantic, East South Central, West South Central, Mountain, Pacific | Commercial (New), Commercial (Existing) | Other | 999 | 999 | 999 | 999 | 33.8477 | 32.6799 | 31.6404 | 31.9389 | 32.3229 | 33.2882 | 33.183 | 32.9859 | 32.8908 | 32.6293 | 32.6006 | 32.6939 | 32.8987 | 32.4954 | 32.233 | 31.8361 | 31.8589 | 31.6783 | 31.4263 | 31.1558 | 31.054 | 30.8606 | 30.6204 | 30.5285 | 30.2799
(C) Ref. Case Electric Other | Baseline competed | New England, Mid Atlantic, East North Central, West North Central, South Atlantic, East South Central, West South Central, Mountain, Pacific | Commercial (New), Commercial (Existing) | Other | 999 | 999 | 999 | 999 | 33.8477 | 32.6799 | 31.6404 | 31.9389 | 32.3229 | 33.2882 | 33.183 | 32.9859 | 32.8908 | 32.6293 | 32.6006 | 32.6939 | 32.8987 | 32.4954 | 32.233 | 31.8361 | 31.8589 | 31.6783 | 31.4263 | 31.1558 | 31.054 | 30.8606 | 30.6204 | 30.5285 | 30.2799
(C) Ref. Case Electric Other | Efficient competed | New England, Mid Atlantic, East North Central, West North Central, South Atlantic, East South Central, West South Central, Mountain, Pacific | Commercial (New), Commercial (Existing) | Other | 999 | 999 | 999 | 999 | 33.8477 | 32.6799 | 31.6404 | 31.9389 | 32.3229 | 33.2882 | 33.183 | 32.9859 | 32.8908 | 32.6293 | 32.6006 | 32.6939 | 32.8987 | 32.4954 | 32.233 | 31.8361 | 31.8589 | 31.6783 | 31.4263 | 31.1558 | 31.054 | 30.8606 | 30.6204 | 30.5285 | 30.2799
(C) Ref. Case Electric Range | Baseline uncompeted | New England, Mid Atlantic, East North Central, West North Central, South Atlantic, East South Central, West South Central, Mountain, Pacific | Commercial (New), Commercial (Existing) | Cooking | 999 | 0 | 999 | 999 | 1.4065 | 1.3564 | 1.317 | 1.3274 | 1.3401 | 1.3706 | 1.364 | 1.3531 | 1.3419 | 1.3281 | 1.3276 | 1.3274 | 1.3322 | 1.3128 | 1.3025 | 1.2881 | 1.2848 | 1.273 | 1.2595 | 1.2447 | 1.234 | 1.2229 | 1.2093 | 1.2011 | 1.1865
(C) Ref. Case Electric Range | Efficient uncompeted | New England, Mid Atlantic, East North Central, West North Central, South Atlantic, East South Central, West South Central, Mountain, Pacific | Commercial (New), Commercial (Existing) | Cooking | 999 | 0 | 999 | 999 | 1.4065 | 1.3564 | 1.317 | 1.3274 | 1.3401 | 1.3706 | 1.364 | 1.3531 | 1.3419 | 1.3281 | 1.3276 | 1.3274 | 1.3322 | 1.3128 | 1.3025 | 1.2881 | 1.2848 | 1.273 | 1.2595 | 1.2447 | 1.234 | 1.2229 | 1.2093 | 1.2011 | 1.1865
(C) Ref. Case Electric Range | Baseline competed | New England, Mid Atlantic, East North Central, West North Central, South Atlantic, East South Central, West South Central, Mountain, Pacific | Commercial (New), Commercial (Existing) | Cooking | 999 | 0 | 999 | 999 | 1.4065 | 1.3564 | 1.317 | 1.3274 | 1.3401 | 1.3706 | 1.364 | 1.3531 | 1.3419 | 1.3281 | 1.3276 | 1.3274 | 1.3322 | 1.3128 | 1.3025 | 1.2881 | 1.2848 | 1.273 | 1.2595 | 1.2447 | 1.234 | 1.2229 | 1.2093 | 1.2011 | 1.1865
(C) Ref. Case Electric Range | Efficient competed | New England, Mid Atlantic, East North Central, West North Central, South Atlantic, East South Central, West South Central, Mountain, Pacific | Commercial (New), Commercial (Existing) | Cooking | 999 | 0 | 999 | 999 | 1.4065 | 1.3564 | 1.317 | 1.3274 | 1.3401 | 1.3706 | 1.364 | 1.3531 | 1.3419 | 1.3281 | 1.3276 | 1.3274 | 1.3322 | 1.3128 | 1.3025 | 1.2881 | 1.2848 | 1.273 | 1.2595 | 1.2447 | 1.234 | 1.2229 | 1.2093 | 1.2011 | 1.1865
(C) Ref. Case Fossil Other | Baseline uncompeted | New England, Mid Atlantic, East North Central, West North Central, South Atlantic, East South Central, West South Central, Mountain, Pacific | Commercial (New), Commercial (Existing) | Other | 999 | 0 | 999 | 999 | 14.5952 | 14.9765 | 15.3964 | 15.8735 | 16.6034 | 17.0793 | 17.5825 | 17.8459 | 18.2144 | 18.3476 | 18.6052 | 18.9743 | 18.9764 | 19.2093 | 19.4392 | 19.6867 | 19.8078 | 19.8933 | 19.9851 | 20.1613 | 20.3698 | 20.4847 | 20.5848 | 20.6773 | 20.8216
(C) Ref. Case Fossil Other | Efficient uncompeted | New England, Mid Atlantic, East North Central, West North Central, South Atlantic, East South Central, West South Central, Mountain, Pacific | Commercial (New), Commercial (Existing) | Other | 999 | 0 | 999 | 999 | 14.5952 | 14.9765 | 15.3964 | 15.8735 | 16.6034 | 17.0793 | 17.5825 | 17.8459 | 18.2144 | 18.3476 | 18.6052 | 18.9743 | 18.9764 | 19.2093 | 19.4392 | 19.6867 | 19.8078 | 19.8933 | 19.9851 | 20.1613 | 20.3698 | 20.4847 | 20.5848 | 20.6773 | 20.8216
(C) Ref. Case Fossil Other | Baseline competed | New England, Mid Atlantic, East North Central, West North Central, South Atlantic, East South Central, West South Central, Mountain, Pacific | Commercial (New), Commercial (Existing) | Other | 999 | 0 | 999 | 999 | 14.5952 | 14.9765 | 15.3964 | 15.8735 | 16.6034 | 17.0793 | 17.5825 | 17.8459 | 18.2144 | 18.3476 | 18.6052 | 18.9743 | 18.9764 | 19.2093 | 19.4392 | 19.6867 | 19.8078 | 19.8933 | 19.9851 | 20.1613 | 20.3698 | 20.4847 | 20.5848 | 20.6773 | 20.8216
(C) Ref. Case Fossil Other | Efficient competed | New England, Mid Atlantic, East North Central, West North Central, South Atlantic, East South Central, West South Central, Mountain, Pacific | Commercial (New), Commercial (Existing) | Other | 999 | 0 | 999 | 999 | 14.5952 | 14.9765 | 15.3964 | 15.8735 | 16.6034 | 17.0793 | 17.5825 | 17.8459 | 18.2144 | 18.3476 | 18.6052 | 18.9743 | 18.9764 | 19.2093 | 19.4392 | 19.6867 | 19.8078 | 19.8933 | 19.9851 | 20.1613 | 20.3698 | 20.4847 | 20.5848 | 20.6773 | 20.8216
(C) Ref. Case GSHP | Baseline uncompeted | New England, Mid Atlantic, East North Central, West North Central, South Atlantic, East South Central, West South Central, Mountain, Pacific | Commercial (New), Commercial (Existing) | Heating (Equip.), Cooling (Equip.), Ventilation | 999 | 999 | 999 | 999 | 0.034753 | 0.032344 | 0.030399 | 0.029784 | 0.029101 | 0.028802 | 0.02771 | 0.026432 | 0.02523 | 0.023985 | 0.023167 | 0.022336 | 0.021869 | 0.020884 | 0.020017 | 0.01902 | 0.018329 | 0.017524 | 0.016838 | 0.016071 | 0.015373 | 0.014732 | 0.014087 | 0.013555 | 0.012929
(C) Ref. Case GSHP | Efficient uncompeted | New England, Mid Atlantic, East North Central, West North Central, South Atlantic, East South Central, West South Central, Mountain, Pacific | Commercial (New), Commercial (Existing) | Heating (Equip.), Cooling (Equip.), Ventilation | 999 | 999 | 999 | 999 | 0.03502 | 0.032851 | 0.031127 | 0.030751 | 0.030292 | 0.030246 | 0.029354 | 0.028249 | 0.027211 | 0.026086 | 0.025232 | 0.024335 | 0.023828 | 0.022764 | 0.021819 | 0.020735 | 0.019987 | 0.019115 | 0.018369 | 0.017535 | 0.016779 | 0.01608 | 0.015379 | 0.014799 | 0.01412
(C) Ref. Case GSHP | Baseline competed | New England, Mid Atlantic, East North Central, West North Central, South Atlantic, East South Central, West South Central, Mountain, Pacific | Commercial (New), Commercial (Existing) | Heating (Equip.), Cooling (Equip.), Ventilation | 999 | 999 | 999 | 999 | 0.034753 | 0.032344 | 0.030399 | 0.029784 | 0.029101 | 0.028802 | 0.02771 | 0.026432 | 0.02523 | 0.023985 | 0.023167 | 0.022336 | 0.021869 | 0.020884 | 0.020017 | 0.01902 | 0.018329 | 0.017524 | 0.016838 | 0.016071 | 0.015373 | 0.014732 | 0.014087 | 0.013555 | 0.012929
(C) Ref. Case GSHP | Efficient competed | New England, Mid Atlantic, East North Central, West North Central, South Atlantic, East South Central, West South Central, Mountain, Pacific | Commercial (New), Commercial (Existing) | Heating (Equip.), Cooling (Equip.), Ventilation | 999 | 999 | 999 | 999 | 0.03502 | 0.032851 | 0.031127 | 0.030751 | 0.030292 | 0.030246 | 0.029354 | 0.028249 | 0.027211 | 0.026086 | 0.025232 | 0.024335 | 0.023828 | 0.022764 | 0.021819 | 0.020735 | 0.019987 | 0.019115 | 0.018369 | 0.017535 | 0.016779 | 0.01608 | 0.015379 | 0.014799 | 0.01412
(C) Ref. Case Gas Range | Baseline uncompeted | New England, Mid Atlantic, East North Central, West North Central, South Atlantic, East South Central, West South Central, Mountain, Pacific | Commercial (New), Commercial (Existing) | Cooking | 999 | 0 | 999 | 999 | 1.8259 | 1.8899 | 1.9648 | 2.0453 | 2.1446 | 2.2395 | 2.2942 | 2.3108 | 2.3495 | 2.3628 | 2.3861 | 2.431 | 2.4287 | 2.4609 | 2.4901 | 2.5242 | 2.5484 | 2.5629 | 2.5702 | 2.5835 | 2.6021 | 2.6154 | 2.6266 | 2.6405 | 2.6556
(C) Ref. Case Gas Range | Efficient uncompeted | New England, Mid Atlantic, East North Central, West North Central, South Atlantic, East South Central, West South Central, Mountain, Pacific | Commercial (New), Commercial (Existing) | Cooking | 999 | 0 | 999 | 999 | 1.8259 | 1.8899 | 1.9648 | 2.0453 | 2.1446 | 2.2395 | 2.2942 | 2.3108 | 2.3495 | 2.3628 | 2.3861 | 2.431 | 2.4287 | 2.4609 | 2.4901 | 2.5242 | 2.5484 | 2.5629 | 2.5702 | 2.5835 | 2.6021 | 2.6154 | 2.6266 | 2.6405 | 2.6556
(C) Ref. Case Gas Range | Baseline competed | New England, Mid Atlantic, East North Central, West North Central, South Atlantic, East South Central, West South Central, Mountain, Pacific | Commercial (New), Commercial (Existing) | Cooking | 999 | 0 | 999 | 999 | 1.8259 | 1.8899 | 1.9648 | 2.0453 | 2.1446 | 2.2395 | 2.2942 | 2.3108 | 2.3495 | 2.3628 | 2.3861 | 2.431 | 2.4287 | 2.4609 | 2.4901 | 2.5242 | 2.5484 | 2.5629 | 2.5702 | 2.5835 | 2.6021 | 2.6154 | 2.6266 | 2.6405 | 2.6556
(C) Ref. Case Gas Range | Efficient competed | New England, Mid Atlantic, East North Central, West North Central, South Atlantic, East South Central, West South Central, Mountain, Pacific | Commercial (New), Commercial (Existing) | Cooking | 999 | 0 | 999 | 999 | 1.8259 | 1.8899 | 1.9648 | 2.0453 | 2.1446 | 2.2395 | 2.2942 | 2.3108 | 2.3495 | 2.3628 | 2.3861 | 2.431 | 2.4287 | 2.4609 | 2.4901 | 2.5242 | 2.5484 | 2.5629 | 2.5702 | 2.5835 | 2.6021 | 2.6154 | 2.6266 | 2.6405 | 2.6556
(C) Ref. Case Gas WH | Baseline uncompeted | New England, Mid Atlantic, East North Central, West North Central, South Atlantic, East South Central, West South Central, Mountain, Pacific | Commercial (New), Commercial (Existing) | Water Heating | 999 | 0 | 999 | 999 | 0.87192 | 0.9041 | 0.94141 | 0.98089 | 1.0294 | 1.0752 | 1.1051 | 1.1183 | 1.1487 | 1.1645 | 1.1832 | 1.2107 | 1.2093 | 1.2264 | 1.2448 | 1.2673 | 1.2851 | 1.2983 | 1.3081 | 1.3216 | 1.3376 | 1.3509 | 1.363 | 1.3765 | 1.3908
(C) Ref. Case Gas WH | Efficient uncompeted | New England, Mid Atlantic, East North Central, West North Central, South Atlantic, East South Central, West South Central, Mountain, Pacific | Commercial (New), Commercial (Existing) | Water Heating | 999 | 0 | 999 | 999 | 0.87192 | 0.9041 | 0.94141 | 0.98089 | 1.0294 | 1.0752 | 1.1051 | 1.1183 | 1.1487 | 1.1645 | 1.1832 | 1.2107 | 1.2093 | 1.2264 | 1.2448 | 1.2673 | 1.2851 | 1.2983 | 1.3081 | 1.3216 | 1.3376 | 1.3509 | 1.363 | 1.3765 | 1.3908
(C) Ref. Case Gas WH | Baseline competed | New England, Mid Atlantic, East North Central, West North Central, South Atlantic, East South Central, West South Central, Mountain, Pacific | Commercial (New), Commercial (Existing) | Water Heating | 999 | 0 | 999 | 999 | 0.87192 | 0.9041 | 0.94141 | 0.98089 | 1.0294 | 1.0752 | 1.1051 | 1.1183 | 1.1487 | 1.1645 | 1.1832 | 1.2107 | 1.2093 | 1.2264 | 1.2448 | 1.2673 | 1.2851 | 1.2983 | 1.3081 | 1.3216 | 1.3376 | 1.3509 | 1.363 | 1.3765 | 1.3908
(C) Ref. Case Gas WH | Efficient competed | New England, Mid Atlantic, East North Central, West North Central, South Atlantic, East South Central, West South Central, Mountain, Pacific | Commercial (New), Commercial (Existing) | Water Heating | 999 | 0 | 999 | 999 | 0.87192 | 0.9041 | 0.94141 | 0.98089 | 1.0294 | 1.0752 | 1.1051 | 1.1183 | 1.1487 | 1.1645 | 1.1832 | 1.2107 | 1.2093 | 1.2264 | 1.2448 | 1.2673 | 1.2851 | 1.2983 | 1.3081 | 1.3216 | 1.3376 | 1.3509 | 1.363 | 1.3765 | 1.3908
(C) Ref. Case Lighting | Baseline uncompeted | New England, Mid Atlantic, East North Central, West North Central, South Atlantic, East South Central, West South Central, Mountain, Pacific | Commercial (New), Commercial (Existing) | Lighting | 999 | 0 | 999 | 999 | 9.8392 | 9.4134 | 9.1009 | 9.1958 | 9.1658 | 9.2647 | 9.1394 | 9.0106 | 8.8872 | 8.76 | 8.7325 | 8.7151 | 8.756 | 8.6223 | 8.525 | 8.4282 | 8.4108 | 8.3508 | 8.2931 | 8.2319 | 8.1944 | 8.1733 | 8.1346 | 8.1391 | 8.0971
(C) Ref. Case Lighting | Efficient uncompeted | New England, Mid Atlantic, East North Central, West North Central, South Atlantic, East South Central, West South Central, Mountain, Pacific | Commercial (New), Commercial (Existing) | Lighting | 999 | 0 | 999 | 999 | 9.8392 | 9.4134 | 9.1009 | 9.1958 | 9.1658 | 9.2647 | 9.1394 | 9.0106 | 8.8872 | 8.76 | 8.7325 | 8.7151 | 8.756 | 8.6223 | 8.525 | 8.4282 | 8.4108 | 8.3508 | 8.2931 | 8.2319 | 8.1944 | 8.1733 | 8.1346 | 8.1391 | 8.0971
(C) Ref. Case Lighting | Baseline competed | New England, Mid Atlantic, East North Central, West North Central, South Atlantic, East South Central, West South Central, Mountain, Pacific | Commercial (New), Commercial (Existing) | Lighting | 999 | 0 | 999 | 999 | 8.699 | 8.3228 | 8.0465 | 8.1309 | 8.1046 | 8.1924 | 8.0818 | 7.9684 | 7.8596 | 7.7475 | 7.8084 | 7.8648 | 7.9645 | 7.8964 | 7.8533 | 7.8038 | 7.8226 | 7.7978 | 7.7726 | 7.7494 | 7.7422 | 7.7469 | 7.7318 | 7.755 | 7.7317
(C) Ref. Case Lighting | Efficient competed | New England, Mid Atlantic, East North Central, West North Central, South Atlantic, East South Central, West South Central, Mountain, Pacific | Commercial (New), Commercial (Existing) | Lighting | 999 | 0 | 999 | 999 | 8.699 | 8.3228 | 8.0465 | 8.1309 | 8.1046 | 8.1924 | 8.0818 | 7.9684 | 7.8596 | 7.7475 | 7.8084 | 7.8648 | 7.9645 | 7.8964 | 7.8533 | 7.8038 | 7.8226 | 7.7978 | 7.7726 | 7.7494 | 7.7422 | 7.7469 | 7.7318 | 7.755 | 7.7317
(C) Ref. Case Misc. Electric Appliances | Baseline uncompeted | New England, Mid Atlantic, East North Central, West North Central, South Atlantic, East South Central, West South Central, Mountain, Pacific | Commercial (New), Commercial (Existing) | Other | 999 | 0 | 999 | 999 | 11.4159 | 11.0589 | 10.7972 | 11.0361 | 11.3294 | 11.8089 | 11.98 | 12.128 | 12.2653 | 12.3877 | 12.6487 | 12.9397 | 13.3391 | 13.4607 | 13.7053 | 13.9171 | 14.2676 | 14.5465 | 14.8227 | 15.096 | 15.4125 | 15.7595 | 16.0869 | 16.5067 | 16.8421
(C) Ref. Case Misc. Electric Appliances | Efficient uncompeted | New England, Mid Atlantic, East North Central, West North Central, South Atlantic, East South Central, West South Central, Mountain, Pacific | Commercial (New), Commercial (Existing) | Other | 999 | 0 | 999 | 999 | 11.4159 | 11.0589 | 10.7972 | 11.0361 | 11.3294 | 11.8089 | 11.98 | 12.128 | 12.2653 | 12.3877 | 12.6487 | 12.9397 | 13.3391 | 13.4607 | 13.7053 | 13.9171 | 14.2676 | 14.5465 | 14.8227 | 15.096 | 15.4125 | 15.7595 | 16.0869 | 16.5067 | 16.8421
(C) Ref. Case Misc. Electric Appliances | Baseline competed | New England, Mid Atlantic, East North Central, West North Central, South Atlantic, East South Central, West South Central, Mountain, Pacific | Commercial (New), Commercial (Existing) | Other | 999 | 0 | 999 | 999 | 11.4159 | 11.0589 | 10.7972 | 11.0361 | 11.3294 | 11.8089 | 11.98 | 12.128 | 12.2653 | 12.3877 | 12.6487 | 12.9397 | 13.3391 | 13.4607 | 13.7053 | 13.9171 | 14.2676 | 14.5465 | 14.8227 | 15.096 | 15.4125 | 15.7595 | 16.0869 | 16.5067 | 16.8421
(C) Ref. Case Misc. Electric Appliances | Efficient competed | New England, Mid Atlantic, East North Central, West North Central, South Atlantic, East South Central, West South Central, Mountain, Pacific | Commercial (New), Commercial (Existing) | Other | 999 | 0 | 999 | 999 | 11.4159 | 11.0589 | 10.7972 | 11.0361 | 11.3294 | 11.8089 | 11.98 | 12.128 | 12.2653 | 12.3877 | 12.6487 | 12.9397 | 13.3391 | 13.4607 | 13.7053 | 13.9171 | 14.2676 | 14.5465 | 14.8227 | 15.096 | 15.4125 | 15.7595 | 16.0869 | 16.5067 | 16.8421
(C) Ref. Case NG Boiler & Chiller | Baseline uncompeted | New England, Mid Atlantic, East North Central, West North Central, South Atlantic, East South Central, West South Central, Mountain, Pacific | Commercial (New), Commercial (Existing) | Heating (Equip.), Cooling (Equip.), Ventilation | -10.108 | 999 | 246.2305 | 3785.5737 | 9.1312 | 8.9225 | 8.7747 | 8.9181 | 9.0683 | 9.3228 | 9.338 | 9.3136 | 9.3129 | 9.2816 | 9.3422 | 9.4158 | 9.5069 | 9.4556 | 9.4728 | 9.4758 | 9.5486 | 9.5683 | 9.5783 | 9.5862 | 9.6197 | 9.6624 | 9.6864 | 9.758 | 9.7828
(C) Ref. Case NG Boiler & Chiller | Efficient uncompeted | New England, Mid Atlantic, East North Central, West North Central, South Atlantic, East South Central, West South Central, Mountain, Pacific | Commercial (New), Commercial (Existing) | Heating (Equip.), Cooling (Equip.), Ventilation | -10.108 | 999 | 246.2305 | 3785.5737 | 9.1177 | 8.8955 | 8.7343 | 8.8629 | 8.9977 | 9.2343 | 9.2346 | 9.1961 | 9.1807 | 9.1357 | 9.1799 | 9.2369 | 9.3097 | 9.2427 | 9.2489 | 9.2502 | 9.3218 | 9.3422 | 9.3537 | 9.3633 | 9.3978 | 9.4414 | 9.4672 | 9.5395 | 9.5658
(C) Ref. Case NG Boiler & Chiller | Baseline competed | New England, Mid Atlantic, East North Central, West North Central, South Atlantic, East South Central, West South Central, Mountain, Pacific | Commercial (New), Commercial (Existing) | Heating (Equip.), Cooling (Equip.), Ventilation | -10.108 | 999 | 246.2305 | 3785.5737 | 9.1312 | 8.9225 | 8.7747 | 8.9181 | 9.0683 | 9.3228 | 9.338 | 9.3136 | 9.3129 | 9.2816 | 9.3422 | 9.4158 | 9.5069 | 9.4556 | 9.4728 | 9.4758 | 9.5486 | 9.5683 | 9.5783 | 9.5862 | 9.6197 | 9.6624 | 9.6864 | 9.758 | 9.7828
(C) Ref. Case NG Boiler & Chiller | Efficient competed | New England, Mid Atlantic, East North Central, West North Central, South Atlantic, East South Central, West South Central, Mountain, Pacific | Commercial (New), Commercial (Existing) | Heating (Equip.), Cooling (Equip.), Ventilation | -10.108 | 999 | 246.2305 | 3785.5737 | 9.1177 | 8.8955 | 8.7343 | 8.8629 | 8.9977 | 9.2343 | 9.2346 | 9.1961 | 9.1807 | 9.1357 | 9.1799 | 9.2369 | 9.3097 | 9.2427 | 9.2489 | 9.2502 | 9.3218 | 9.3422 | 9.3537 | 9.3633 | 9.3978 | 9.4414 | 9.4672 | 9.5395 | 9.5658
(C) Ref. Case NG Furnace & AC | Baseline uncompeted | New England, Mid Atlantic, East North Central, West North Central, South Atlantic, East South Central, West South Central, Mountain, Pacific | Commercial (New), Commercial (Existing) | Heating (Equip.), Cooling (Equip.), Ventilation | -8.4455 | 78.2626 | 97.2544 | 1763.5185 | 1.6687 | 1.6678 | 1.6798 | 1.7448 | 1.8118 | 1.9057 | 1.9453 | 1.9758 | 2.0156 | 2.0454 | 2.0954 | 2.1512 | 2.2126 | 2.2403 | 2.2795 | 2.3121 | 2.3667 | 2.4099 | 2.4487 | 2.4879 | 2.5352 | 2.5828 | 2.6255 | 2.6804 | 2.7256
(C) Ref. Case NG Furnace & AC | Efficient uncompeted | New England, Mid Atlantic, East North Central, West North Central, South Atlantic, East South Central, West South Central, Mountain, Pacific | Commercial (New), Commercial (Existing) | Heating (Equip.), Cooling (Equip.), Ventilation | -8.4455 | 78.2626 | 97.2544 | 1763.5185 | 1.6658 | 1.6621 | 1.6711 | 1.7329 | 1.7964 | 1.8867 | 1.9229 | 1.9503 | 1.987 | 2.0139 | 2.0607 | 2.1133 | 2.1719 | 2.1965 | 2.2328 | 2.2626 | 2.3146 | 2.3561 | 2.3939 | 2.4329 | 2.4804 | 2.5282 | 2.5711 | 2.6262 | 2.6717
(C) Ref. Case NG Furnace & AC | Baseline competed | New England, Mid Atlantic, East North Central, West North Central, South Atlantic, East South Central, West South Central, Mountain, Pacific | Commercial (New), Commercial (Existing) | Heating (Equip.), Cooling (Equip.), Ventilation | -8.4455 | 78.2626 | 97.2544 | 1763.5185 | 1.6687 | 1.6678 | 1.6798 | 1.7448 | 1.8118 | 1.9057 | 1.9453 | 1.9758 | 2.0156 | 2.0454 | 2.0954 | 2.1512 | 2.2126 | 2.2403 | 2.2795 | 2.3121 | 2.3667 | 2.4099 | 2.4487 | 2.4879 | 2.5352 | 2.5828 | 2.6255 | 2.6804 | 2.7256
(C) Ref. Case NG Furnace & AC | Efficient competed | New England, Mid Atlantic, East North Central, West North Central, South Atlantic, East South Central, West South Central, Mountain, Pacific | Commercial (New), Commercial (Existing) | Heating (Equip.), Cooling (Equip.), Ventilation | -8.4455 | 78.2626 | 97.2544 | 1763.5185 | 1.6658 | 1.6621 | 1.6711 | 1.7329 | 1.7964 | 1.8867 | 1.9229 | 1.9503 | 1.987 | 2.0139 | 2.0607 | 2.1133 | 2.1719 | 2.1965 | 2.2328 | 2.2626 | 2.3146 | 2.3561 | 2.3939 | 2.4329 | 2.4804 | 2.5282 | 2.5711 | 2.6262 | 2.6717
(C) Ref. Case Other Fossil Boiler & Chiller | Baseline uncompeted | New England, Mid Atlantic, East North Central, West North Central, South Atlantic, East South Central, West South Central, Mountain, Pacific | Commercial (New), Commercial (Existing) | Heating (Equip.), Cooling (Equip.), Ventilation | 267.1845 | 0.37427 | 0.8162 | 10.8389 | 0.98653 | 0.95928 | 0.92588 | 0.90548 | 0.88893 | 0.86922 | 0.86244 | 0.85892 | 0.8613 | 0.85147 | 0.85008 | 0.8518 | 0.84848 | 0.8417 | 0.83975 | 0.83613 | 0.83503 | 0.8319 | 0.8285 | 0.82656 | 0.8258 | 0.82484 | 0.8231 | 0.82402 | 0.82204
(C) Ref. Case Other Fossil Boiler & Chiller | Efficient uncompeted | New England, Mid Atlantic, East North Central, West North Central, South Atlantic, East South Central, West South Central, Mountain, Pacific | Commercial (New), Commercial (Existing) | Heating (Equip.), Cooling (Equip.), Ventilation | 267.1845 | 0.37427 | 0.8162 | 10.8389 | 0.98523 | 0.95674 | 0.92217 | 0.90069 | 0.88307 | 0.86237 | 0.85455 | 0.84998 | 0.85123 | 0.84047 | 0.838 | 0.83863 | 0.83426 | 0.82664 | 0.82444 | 0.821 | 0.82009 | 0.81715 | 0.81399 | 0.81224 | 0.81165 | 0.81087 | 0.80934 | 0.81043 | 0.80864
(C) Ref. Case Other Fossil Boiler & Chiller | Baseline competed | New England, Mid Atlantic, East North Central, West North Central, South Atlantic, East South Central, West South Central, Mountain, Pacific | Commercial (New), Commercial (Existing) | Heating (Equip.), Cooling (Equip.), Ventilation | 267.1845 | 0.37427 | 0.8162 | 10.8389 | 0.98653 | 0.95928 | 0.92588 | 0.90548 | 0.88893 | 0.86922 | 0.86244 | 0.85892 | 0.8613 | 0.85147 | 0.85008 | 0.8518 | 0.84848 | 0.8417 | 0.83975 | 0.83613 | 0.83503 | 0.8319 | 0.8285 | 0.82656 | 0.8258 | 0.82484 | 0.8231 | 0.82402 | 0.82204
(C) Ref. Case Other Fossil Boiler & Chiller | Efficient competed | New England, Mid Atlantic, East North Central, West North Central, South Atlantic, East South Central, West South Central, Mountain, Pacific | Commercial (New), Commercial (Existing) | Heating (Equip.), Cooling (Equip.), Ventilation | 267.1845 | 0.37427 | 0.8162 | 10.8389 | 0.98523 | 0.95674 | 0.92217 | 0.90069 | 0.88307 | 0.86237 | 0.85455 | 0.84998 | 0.85123 | 0.84047 | 0.838 | 0.83863 | 0.83426 | 0.82664 | 0.82444 | 0.821 | 0.82009 | 0.81715 | 0.81399 | 0.81224 | 0.81165 | 0.81087 | 0.80934 | 0.81043 | 0.80864
(C) Ref. Case Other Fossil Furnace & AC | Baseline uncompeted | New England, Mid Atlantic, East North Central, West North Central, South Atlantic, East South Central, West South Central, Mountain, Pacific | Commercial (New), Commercial (Existing) | Heating (Equip.), Cooling (Equip.), Ventilation | -0.21 | 23.5898 | 72.7063 | 959.1518 | 0.63122 | 0.62644 | 0.62565 | 0.64648 | 0.66734 | 0.69968 | 0.71349 | 0.7269 | 0.74421 | 0.75713 | 0.77902 | 0.80287 | 0.83235 | 0.84527 | 0.86281 | 0.8766 | 0.90153 | 0.92272 | 0.94247 | 0.9625 | 0.98597 | 1.0098 | 1.0316 | 1.0587 | 1.082
(C) Ref. Case Other Fossil Furnace & AC | Efficient uncompeted | New England, Mid Atlantic, East North Central, West North Central, South Atlantic, East South Central, West South Central, Mountain, Pacific | Commercial (New), Commercial (Existing) | Heating (Equip.), Cooling (Equip.), Ventilation | -0.21 | 23.5898 | 72.7063 | 959.1518 | 0.63072 | 0.62538 | 0.62416 | 0.64454 | 0.66496 | 0.69679 | 0.71015 | 0.72317 | 0.74012 | 0.75272 | 0.77417 | 0.79764 | 0.82658 | 0.83908 | 0.85623 | 0.86969 | 0.89422 | 0.91497 | 0.93419 | 0.95387 | 0.97728 | 1.001 | 1.0229 | 1.0499 | 1.0734
(C) Ref. Case Other Fossil Furnace & AC | Baseline competed | New England, Mid Atlantic, East North Central, West North Central, South Atlantic, East South Central, West South Central, Mountain, Pacific | Commercial (New), Commercial (Existing) | Heating (Equip.), Cooling (Equip.), Ventilation | -0.21 | 23.5898 | 72.7063 | 959.1518 | 0.63122 | 0.62644 | 0.62565 | 0.64648 | 0.66734 | 0.69968 | 0.71349 | 0.7269 | 0.74421 | 0.75713 | 0.77902 | 0.80287 | 0.83235 | 0.84527 | 0.86281 | 0.8766 | 0.90153 | 0.92272 | 0.94247 | 0.9625 | 0.98597 | 1.0098 | 1.0316 | 1.0587 | 1.082
(C) Ref. Case Other Fossil Furnace & AC | Efficient competed | New England, Mid Atlantic, East North Central, West North Central, South Atlantic, East South Central, West South Central, Mountain, Pacific | Commercial (New), Commercial (Existing) | Heating (Equip.), Cooling (Equip.), Ventilation | -0.21 | 23.5898 | 72.7063 | 959.1518 | 0.63072 | 0.62538 | 0.62416 | 0.64454 | 0.66496 | 0.69679 | 0.71015 | 0.72317 | 0.74012 | 0.75272 | 0.77417 | 0.79764 | 0.82658 | 0.83908 | 0.85623 | 0.86969 | 0.89422 | 0.91497 | 0.93419 | 0.95387 | 0.97728 | 1.001 | 1.0229 | 1.0499 | 1.0734
(C) Ref. Case Plug Loads | Baseline uncompeted | New England, Mid Atlantic, East North Central, West North Central, South Atlantic, East South Central, West South Central, Mountain, Pacific | Commercial (New), Commercial (Existing) | Computers and Electronics | 999 | 0 | 999 | 999 | 4.1067 | 3.8626 | 3.6443 | 3.5966 | 3.5679 | 3.5947 | 3.5274 | 3.464 | 3.4031 | 3.336 | 3.3076 | 3.2865 | 3.2896 | 3.2297 | 3.1958 | 3.1476 | 3.1413 | 3.1016 | 3.0662 | 3.0233 | 2.9926 | 2.9519 | 2.9001 | 2.858 | 2.7936
(C) Ref. Case Plug Loads | Efficient uncompeted | New England, Mid Atlantic, East North Central, West North Central, South Atlantic, East South Central, West South Central, Mountain, Pacific | Commercial (New), Commercial (Existing) | Computers and Electronics | 999 | 0 | 999 | 999 | 4.1067 | 3.8626 | 3.6443 | 3.5966 | 3.5679 | 3.5947 | 3.5274 | 3.464 | 3.4031 | 3.336 | 3.3076 | 3.2865 | 3.2896 | 3.2297 | 3.1958 | 3.1476 | 3.1413 | 3.1016 | 3.0662 | 3.0233 | 2.9926 | 2.9519 | 2.9001 | 2.858 | 2.7936
(C) Ref. Case Plug Loads | Baseline competed | New England, Mid Atlantic, East North Central, West North Central, South Atlantic, East South Central, West South Central, Mountain, Pacific | Commercial (New), Commercial (Existing) | Computers and Electronics | 999 | 0 | 999 | 999 | 4.1067 | 3.8626 | 3.6443 | 3.5966 | 3.5679 | 3.5947 | 3.5274 | 3.464 | 3.4031 | 3.336 | 3.3076 | 3.2865 | 3.2896 | 3.2297 | 3.1958 | 3.1476 | 3.1413 | 3.1016 | 3.0662 | 3.0233 | 2.9926 | 2.9519 | 2.9001 | 2.858 | 2.7936
(C) Ref. Case Plug Loads | Efficient competed | New England, Mid Atlantic, East North Central, West North Central, South Atlantic, East South Central, West South Central, Mountain, Pacific | Commercial (New), Commercial (Existing) | Computers and Electronics | 999 | 0 | 999 | 999 | 4.1067 | 3.8626 | 3.6443 | 3.5966 | 3.5679 | 3.5947 | 3.5274 | 3.464 | 3.4031 | 3.336 | 3.3076 | 3.2865 | 3.2896 | 3.2297 | 3.1958 | 3.1476 | 3.1413 | 3.1016 | 3.0662 | 3.0233 | 2.9926 | 2.9519 | 2.9001 | 2.858 | 2.7936
(C) Ref. Case RTU, NG Heat | Baseline uncompeted | New England, Mid Atlantic, East North Central, West North Central, South Atlantic, East South Central, West South Central, Mountain, Pacific | Commercial (New), Commercial (Existing) | Heating (Equip.), Cooling (Equip.), Ventilation | 999 | 0 | -252.6482 | -3664.5368 | 10.3522 | 10.3607 | 10.4405 | 10.7775 | 11.1432 | 11.6066 | 11.7816 | 11.8621 | 11.9969 | 12.0598 | 12.2194 | 12.413 | 12.5478 | 12.5956 | 12.6959 | 12.7821 | 12.9207 | 12.9902 | 13.0338 | 13.0807 | 13.1594 | 13.2306 | 13.2773 | 13.3717 | 13.4189
(C) Ref. Case RTU, NG Heat | Efficient uncompeted | New England, Mid Atlantic, East North Central, West North Central, South Atlantic, East South Central, West South Central, Mountain, Pacific | Commercial (New), Commercial (Existing) | Heating (Equip.), Cooling (Equip.), Ventilation | 999 | 0 | -252.6482 | -3664.5368 | 10.3401 | 10.3368 | 10.4051 | 10.7296 | 11.0825 | 11.5311 | 11.6943 | 11.7639 | 11.8878 | 11.9405 | 12.0875 | 12.2689 | 12.3896 | 12.4258 | 12.5152 | 12.5922 | 12.7195 | 12.7806 | 12.8188 | 12.8639 | 12.9416 | 13.0115 | 13.058 | 13.1508 | 13.1974
(C) Ref. Case RTU, NG Heat | Baseline competed | New England, Mid Atlantic, East North Central, West North Central, South Atlantic, East South Central, West South Central, Mountain, Pacific | Commercial (New), Commercial (Existing) | Heating (Equip.), Cooling (Equip.), Ventilation | 999 | 0 | -252.6482 | -3664.5368 | 10.3522 | 10.3607 | 10.4405 | 10.7775 | 11.1432 | 11.6066 | 11.7816 | 11.8621 | 11.9947 | 12.0555 | 12.213 | 12.4046 | 12.5376 | 12.5836 | 12.6823 | 12.767 | 12.9041 | 12.9723 | 13.0148 | 13.061 | 13.1359 | 13.2036 | 13.247 | 13.3292 | 13.3651
(C) Ref. Case RTU, NG Heat | Efficient competed | New England, Mid Atlantic, East North Central, West North Central, South Atlantic, East South Central, West South Central, Mountain, Pacific | Commercial (New), Commercial (Existing) | Heating (Equip.), Cooling (Equip.), Ventilation | 999 | 0 | -252.6482 | -3664.5368 | 10.3401 | 10.3368 | 10.4051 | 10.7296 | 11.0825 | 11.5311 | 11.6943 | 11.7639 | 11.8856 | 11.9363 | 12.0812 | 12.2607 | 12.3795 | 12.4141 | 12.5019 | 12.5774 | 12.7032 | 12.763 | 12.8002 | 12.8446 | 12.9186 | 12.9851 | 13.0282 | 13.1091 | 13.1446
(C) Ref. Case RTU, Other Fossil Heat | Baseline uncompeted | New England, Mid Atlantic, East North Central, West North Central, South Atlantic, East South Central, West South Central, Mountain, Pacific | Commercial (New), Commercial (Existing) | Heating (Equip.), Cooling (Equip.), Ventilation | 999 | 0 | -148.3721 | -1890.7338 | 0.93735 | 0.92793 | 0.91989 | 0.93703 | 0.95438 | 0.97943 | 0.99105 | 1.0029 | 1.0191 | 1.0267 | 1.0461 | 1.0668 | 1.0876 | 1.0946 | 1.1072 | 1.1162 | 1.1329 | 1.1443 | 1.1543 | 1.1646 | 1.1773 | 1.1895 | 1.1993 | 1.2138 | 1.2231
(C) Ref. Case RTU, Other Fossil Heat | Efficient uncompeted | New England, Mid Atlantic, East North Central, West North Central, South Atlantic, East South Central, West South Central, Mountain, Pacific | Commercial (New), Commercial (Existing) | Heating (Equip.), Cooling (Equip.), Ventilation | 999 | 0 | -148.3721 | -1890.7338 | 0.93497 | 0.92231 | 0.91219 | 0.92705 | 0.94208 | 0.96431 | 0.97377 | 0.98362 | 0.99795 | 1.0037 | 1.0208 | 1.0392 | 1.0572 | 1.0621 | 1.0727 | 1.0801 | 1.0944 | 1.1038 | 1.112 | 1.1207 | 1.1326 | 1.1444 | 1.1542 | 1.1684 | 1.1775
(C) Ref. Case RTU, Other Fossil Heat | Baseline competed | New England, Mid Atlantic, East North Central, West North Central, South Atlantic, East South Central, West South Central, Mountain, Pacific | Commercial (New), Commercial (Existing) | Heating (Equip.), Cooling (Equip.), Ventilation | 999 | 0 | -148.3721 | -1890.7338 | 0.93735 | 0.92793 | 0.91989 | 0.93703 | 0.95438 | 0.97943 | 0.99105 | 1.0029 | 1.0191 | 1.0267 | 1.0461 | 1.0668 | 1.0876 | 1.0946 | 1.1072 | 1.1162 | 1.1329 | 1.1443 | 1.1543 | 1.1646 | 1.1773 | 1.1895 | 1.1993 | 1.2138 | 1.2231
(C) Ref. Case RTU, Other Fossil Heat | Efficient competed | New England, Mid Atlantic, East North Central, West North Central, South Atlantic, East South Central, West South Central, Mountain, Pacific | Commercial (New), Commercial (Existing) | Heating (Equip.), Cooling (Equip.), Ventilation | 999 | 0 | -148.3721 | -1890.7338 | 0.93497 | 0.92231 | 0.91219 | 0.92705 | 0.94208 | 0.96431 | 0.97377 | 0.98362 | 0.99795 | 1.0037 | 1.0208 | 1.0392 | 1.0572 | 1.0621 | 1.0727 | 1.0801 | 1.0944 | 1.1038 | 1.112 | 1.1207 | 1.1326 | 1.1444 | 1.1542 | 1.1684 | 1.1775
(C) Ref. Case Refrigeration | Baseline uncompeted | New England, Mid Atlantic, East North Central, West North Central, South Atlantic, East South Central, West South Central, Mountain, Pacific | Commercial (New), Commercial (Existing) | Refrigeration | 999 | 0 | 999 | 999 | 6.5286 | 6.2891 | 6.0954 | 6.1703 | 6.2589 | 6.4439 | 6.4665 | 6.4747 | 6.4802 | 6.4719 | 6.5176 | 6.5782 | 6.6701 | 6.627 | 6.6393 | 6.6377 | 6.6926 | 6.7048 | 6.7103 | 6.7083 | 6.7241 | 6.741 | 6.7449 | 6.7799 | 6.7748
(C) Ref. Case Refrigeration | Efficient uncompeted | New England, Mid Atlantic, East North Central, West North Central, South Atlantic, East South Central, West South Central, Mountain, Pacific | Commercial (New), Commercial (Existing) | Refrigeration | 999 | 0 | 999 | 999 | 6.5286 | 6.2891 | 6.0954 | 6.1703 | 6.2589 | 6.4439 | 6.4665 | 6.4747 | 6.4802 | 6.4719 | 6.5176 | 6.5782 | 6.6701 | 6.627 | 6.6393 | 6.6377 | 6.6926 | 6.7048 | 6.7103 | 6.7083 | 6.7241 | 6.741 | 6.7449 | 6.7799 | 6.7748
(C) Ref. Case Refrigeration | Baseline competed | New England, Mid Atlantic, East North Central, West North Central, South Atlantic, East South Central, West South Central, Mountain, Pacific | Commercial (New), Commercial (Existing) | Refrigeration | 999 | 0 | 999 | 999 | 6.5286 | 6.2891 | 6.0954 | 6.1703 | 6.2589 | 6.4439 | 6.4665 | 6.4747 | 6.4802 | 6.4719 | 6.5176 | 6.5782 | 6.6701 | 6.627 | 6.6393 | 6.6377 | 6.6926 | 6.7048 | 6.7103 | 6.7083 | 6.7241 | 6.741 | 6.7449 | 6.7799 | 6.7748
(C) Ref. Case Refrigeration | Efficient competed | New England, Mid Atlantic, East North Central, West North Central, South Atlantic, East South Central, West South Central, Mountain, Pacific | Commercial (New), Commercial (Existing) | Refrigeration | 999 | 0 | 999 | 999 | 6.5286 | 6.2891 | 6.0954 | 6.1703 | 6.2589 | 6.4439 | 6.4665 | 6.4747 | 6.4802 | 6.4719 | 6.5176 | 6.5782 | 6.6701 | 6.627 | 6.6393 | 6.6377 | 6.6926 | 6.7048 | 6.7103 | 6.7083 | 6.7241 | 6.741 | 6.7449 | 6.7799 | 6.7748
(C) Ref. Case Resist. WH | Baseline uncompeted | New England, Mid Atlantic, East North Central, West North Central, South Atlantic, East South Central, West South Central, Mountain, Pacific | Commercial (New), Commercial (Existing) | Water Heating | 999 | 0 | 999 | 999 | 1.0174 | 0.97464 | 0.94333 | 0.94699 | 0.95294 | 0.97322 | 0.96389 | 0.95063 | 0.93538 | 0.92048 | 0.91961 | 0.91587 | 0.91585 | 0.90377 | 0.89426 | 0.88135 | 0.87543 | 0.86352 | 0.85002 | 0.83532 | 0.8255 | 0.81431 | 0.80136 | 0.79298 | 0.78065
(C) Ref. Case Resist. WH | Efficient uncompeted | New England, Mid Atlantic, East North Central, West North Central, South Atlantic, East South Central, West South Central, Mountain, Pacific | Commercial (New), Commercial (Existing) | Water Heating | 999 | 0 | 999 | 999 | 1.0174 | 0.97464 | 0.94333 | 0.94699 | 0.95294 | 0.97322 | 0.96389 | 0.95063 | 0.93538 | 0.92048 | 0.91961 | 0.91587 | 0.91585 | 0.90377 | 0.89426 | 0.88135 | 0.87543 | 0.86352 | 0.85002 | 0.83532 | 0.8255 | 0.81431 | 0.80136 | 0.79298 | 0.78065
(C) Ref. Case Resist. WH | Baseline competed | New England, Mid Atlantic, East North Central, West North Central, South Atlantic, East South Central, West South Central, Mountain, Pacific | Commercial (New), Commercial (Existing) | Water Heating | 999 | 0 | 999 | 999 | 0.90854 | 0.87036 | 0.84239 | 0.84566 | 0.85097 | 0.86908 | 0.86075 | 0.84891 | 0.8353 | 0.82199 | 0.82121 | 0.81787 | 0.81785 | 0.80707 | 0.79858 | 0.78705 | 0.78176 | 0.77113 | 0.75906 | 0.74594 | 0.73717 | 0.72718 | 0.71562 | 0.70813 | 0.69712
(C) Ref. Case Resist. WH | Efficient competed | New England, Mid Atlantic, East North Central, West North Central, South Atlantic, East South Central, West South Central, Mountain, Pacific | Commercial (New), Commercial (Existing) | Water Heating | 999 | 0 | 999 | 999 | 0.90854 | 0.87036 | 0.84239 | 0.84566 | 0.85097 | 0.86908 | 0.86075 | 0.84891 | 0.8353 | 0.82199 | 0.82121 | 0.81787 | 0.81785 | 0.80707 | 0.79858 | 0.78705 | 0.78176 | 0.77113 | 0.75906 | 0.74594 | 0.73717 | 0.72718 | 0.71562 | 0.70813 | 0.69712
(C) Ref. Case, Resist. Heat | Baseline uncompeted | New England, Mid Atlantic, East North Central, West North Central, South Atlantic, East South Central, West South Central, Mountain, Pacific | Commercial (New), Commercial (Existing) | Heating (Equip.), Cooling (Equip.), Ventilation | 15.2791 | 6.0386 | 20.4439 | 266.4441 | 8.6417 | 8.3964 | 8.2145 | 8.3647 | 8.5285 | 8.8187 | 8.8685 | 8.8962 | 8.9193 | 8.9264 | 9.0314 | 9.1302 | 9.2838 | 9.2488 | 9.2813 | 9.286 | 9.3706 | 9.3982 | 9.4141 | 9.4191 | 9.4472 | 9.4837 | 9.4968 | 9.5576 | 9.5637
(C) Ref. Case, Resist. Heat | Efficient uncompeted | New England, Mid Atlantic, East North Central, West North Central, South Atlantic, East South Central, West South Central, Mountain, Pacific | Commercial (New), Commercial (Existing) | Heating (Equip.), Cooling (Equip.), Ventilation | 15.2791 | 6.0386 | 20.4439 | 266.4441 | 8.6212 | 8.3571 | 8.1573 | 8.288 | 8.4333 | 8.7012 | 8.7331 | 8.7438 | 8.7501 | 8.7414 | 8.8273 | 8.9074 | 9.0412 | 8.9953 | 9.0215 | 9.0241 | 9.1046 | 9.1304 | 9.1455 | 9.1501 | 9.1768 | 9.2124 | 9.2257 | 9.285 | 9.2911
(C) Ref. Case, Resist. Heat | Baseline competed | New England, Mid Atlantic, East North Central, West North Central, South Atlantic, East South Central, West South Central, Mountain, Pacific | Commercial (New), Commercial (Existing) | Heating (Equip.), Cooling (Equip.), Ventilation | 15.2791 | 6.0386 | 20.4439 | 266.4441 | 8.6417 | 8.3964 | 8.2145 | 8.3647 | 8.5285 | 8.8187 | 8.8685 | 8.8962 | 8.9193 | 8.9264 | 9.0314 | 9.1302 | 9.2838 | 9.2488 | 9.2813 | 9.286 | 9.3706 | 9.3982 | 9.4141 | 9.4191 | 9.4472 | 9.4837 | 9.4968 | 9.5576 | 9.5637
(C) Ref. Case, Resist. Heat | Efficient competed | New England, Mid Atlantic, East North Central, West North Central, South Atlantic, East South Central, West South Central, Mountain, Pacific | Commercial (New), Commercial (Existing) | Heating (Equip.), Cooling (Equip.), Ventilation | 15.2791 | 6.0386 | 20.4439 | 266.4441 | 8.6212 | 8.3571 | 8.1573 | 8.288 | 8.4333 | 8.7012 | 8.7331 | 8.7438 | 8.7501 | 8.7414 | 8.8273 | 8.9074 | 9.0412 | 8.9953 | 9.0215 | 9.0241 | 9.1046 | 9.1304 | 9.1455 | 9.1501 | 9.1768 | 9.2124 | 9.2257 | 9.285 | 9.2911
(R) Best 120V HP Dryer FS | Baseline uncompeted | New England, Mid Atlantic, East North Central, West North Central, South Atlantic, East South Central, West South Central, Mountain, Pacific | Residential (New), Residential (Existing) | Other | 999 | 999 | 21.0151 | 407.7058 | 0.32955 | 0.32791 | 0.33234 | 0.33946 | 0.34977 | 0.35925 | 0.37207 | 0.3783 | 0.38856 | 0.39274 | 0.39822 | 0.40696 | 0.4068 | 0.41385 | 0.42061 | 0.42816 | 0.43452 | 0.43964 | 0.4438 | 0.4491 | 0.45553 | 0.46136 | 0.467 | 0.47322 | 0.47963
(R) Best 120V HP Dryer FS | Efficient uncompeted | New England, Mid Atlantic, East North Central, West North Central, South Atlantic, East South Central, West South Central, Mountain, Pacific | Residential (New), Residential (Existing) | Other | 999 | 999 | 21.0151 | 407.7058 | 0.34375 | 0.35533 | 0.3691 | 0.38826 | 0.41038 | 0.43333 | 0.45412 | 0.47152 | 0.48867 | 0.50324 | 0.51937 | 0.53838 | 0.56011 | 0.56696 | 0.57486 | 0.58076 | 0.58985 | 0.59729 | 0.60525 | 0.61373 | 0.62241 | 0.63213 | 0.64119 | 0.65236 | 0.66059
(R) Best 120V HP Dryer FS | Baseline competed | New England, Mid Atlantic, East North Central, West North Central, South Atlantic, East South Central, West South Central, Mountain, Pacific | Residential (New), Residential (Existing) | Other | 999 | 999 | 21.0151 | 407.7058 | 0.014054 | 0.014058 | 0.040723 | 0.066356 | 0.091718 | 0.11614 | 0.14108 | 0.16279 | 0.18538 | 0.20418 | 0.2226 | 0.24201 | 0.25501 | 0.27222 | 0.28854 | 0.30475 | 0.31953 | 0.33278 | 0.34469 | 0.35695 | 0.36964 | 0.38141 | 0.39261 | 0.40392 | 0.41506
(R) Best 120V HP Dryer FS | Efficient competed | New England, Mid Atlantic, East North Central, West North Central, South Atlantic, East South Central, West South Central, Mountain, Pacific | Residential (New), Residential (Existing) | Other | 999 | 999 | 21.0151 | 407.7058 | 0.014659 | 0.015235 | 0.045688 | 0.076609 | 0.1084 | 0.14089 | 0.17278 | 0.20327 | 0.23321 | 0.26141 | 0.28983 | 0.31942 | 0.35012 | 0.37186 | 0.39327 | 0.41225 | 0.43264 | 0.45101 | 0.46899 | 0.48671 | 0.504 | 0.52155 | 0.53803 | 0.55582 | 0.57067
(R) Best 120V HP Dryer TS | Baseline uncompeted | New England, Mid Atlantic, East North Central, West North Central, South Atlantic, East South Central, West South Central, Mountain, Pacific | Residential (New), Residential (Existing) | Other | 11.3099 | 6.646 | 42.7854 | 601.2503 | 4.0596 | 4.0095 | 3.9422 | 3.9885 | 4.02 | 4.0875 | 4.0587 | 4.0151 | 4.0034 | 3.9841 | 4.0141 | 4.062 | 4.1351 | 4.1627 | 4.2217 | 4.2584 | 4.3407 | 4.405 | 4.4621 | 4.5188 | 4.5862 | 4.6577 | 4.7109 | 4.7819 | 4.8417
(R) Best 120V HP Dryer TS | Efficient uncompeted | New England, Mid Atlantic, East North Central, West North Central, South Atlantic, East South Central, West South Central, Mountain, Pacific | Residential (New), Residential (Existing) | Other | 11.3099 | 6.646 | 42.7854 | 601.2503 | 3.8315 | 3.5656 | 3.2986 | 3.1352 | 2.9632 | 2.8188 | 2.6126 | 2.4063 | 2.227 | 2.05 | 1.9027 | 1.7654 | 1.6448 | 1.5177 | 1.5095 | 1.5214 | 1.5508 | 1.5738 | 1.5942 | 1.6144 | 1.6385 | 1.6641 | 1.6831 | 1.7084 | 1.7298
(R) Best 120V HP Dryer TS | Baseline competed | New England, Mid Atlantic, East North Central, West North Central, South Atlantic, East South Central, West South Central, Mountain, Pacific | Residential (New), Residential (Existing) | Other | 11.3099 | 6.646 | 42.7854 | 601.2503 | 4.0202 | 3.9694 | 3.9061 | 3.9552 | 3.9893 | 4.059 | 4.0328 | 3.9916 | 3.982 | 3.9645 | 3.9961 | 4.0452 | 4.1194 | 4.1482 | 4.2083 | 4.246 | 4.3291 | 4.3943 | 4.4521 | 4.5095 | 4.5775 | 4.6496 | 4.7034 | 4.7749 | 4.8352
(R) Best 120V HP Dryer TS | Efficient competed | New England, Mid Atlantic, East North Central, West North Central, South Atlantic, East South Central, West South Central, Mountain, Pacific | Residential (New), Residential (Existing) | Other | 11.3099 | 6.646 | 42.7854 | 601.2503 | 3.7943 | 3.53 | 3.2683 | 3.1087 | 2.9403 | 2.7988 | 2.5956 | 2.3919 | 2.2148 | 2.0398 | 1.894 | 1.758 | 1.6385 | 1.5125 | 1.5047 | 1.517 | 1.5467 | 1.57 | 1.5906 | 1.6111 | 1.6354 | 1.6612 | 1.6804 | 1.7059 | 1.7275
(R) Best Gas WH | Baseline uncompeted | New England, Mid Atlantic, East North Central, West North Central, South Atlantic, East South Central, West South Central, Mountain, Pacific | Residential (New), Residential (Existing) | Water Heating | -20.0816 | 999 | 198.0713 | 3743.5511 | 7.4394 | 7.3707 | 7.4408 | 7.4969 | 7.6133 | 7.7123 | 7.8847 | 7.9248 | 8.0656 | 8.0836 | 8.1128 | 8.199 | 8.0935 | 8.1296 | 8.1594 | 8.2012 | 8.2113 | 8.1899 | 8.1437 | 8.1126 | 8.096 | 8.0645 | 8.0273 | 8.0007 | 7.9802
(R) Best Gas WH | Efficient uncompeted | New England, Mid Atlantic, East North Central, West North Central, South Atlantic, East South Central, West South Central, Mountain, Pacific | Residential (New), Residential (Existing) | Water Heating | -20.0816 | 999 | 198.0713 | 3743.5511 | 7.2661 | 7.0305 | 6.9307 | 6.8167 | 6.7564 | 6.6787 | 6.6613 | 6.5304 | 6.4812 | 6.3327 | 6.1943 | 6.1011 | 5.881 | 5.9036 | 5.9253 | 5.9556 | 5.963 | 5.9474 | 5.9139 | 5.8913 | 5.8792 | 5.8564 | 5.8294 | 5.81 | 5.7952
(R) Best Gas WH | Baseline competed | New England, Mid Atlantic, East North Central, West North Central, South Atlantic, East South Central, West South Central, Mountain, Pacific | Residential (New), Residential (Existing) | Water Heating | -20.0816 | 999 | 198.0713 | 3743.5511 | 5.8461e-09 | 5.8239e-09 | 5.9405e-09 | 5.555e-09 | 5.2465e-09 | 4.9531e-09 | 4.7302e-09 | 4.3772e-09 | 4.1052e-09 | 3.7859e-09 | 3.4986e-09 | 3.2582e-09 | 2.9699e-09 | 2.7381e-09 | 2.5242e-09 | 2.3324e-09 | 2.1482e-09 | 1.9724e-09 | 1.8067e-09 | 1.6589e-09 | 1.5268e-09 | 1.4037e-09 | 1.2906e-09 | 1.1892e-09 | 1.0976e-09
(R) Best Gas WH | Efficient competed | New England, Mid Atlantic, East North Central, West North Central, South Atlantic, East South Central, West South Central, Mountain, Pacific | Residential (New), Residential (Existing) | Water Heating | -20.0816 | 999 | 198.0713 | 3743.5511 | 5.7099e-09 | 5.5544e-09 | 5.5317e-09 | 5.0552e-09 | 4.6637e-09 | 4.2987e-09 | 4.0063e-09 | 3.6166e-09 | 3.3072e-09 | 2.9724e-09 | 2.6756e-09 | 2.4266e-09 | 2.1581e-09 | 1.9884e-09 | 1.8331e-09 | 1.6937e-09 | 1.56e-09 | 1.4323e-09 | 1.312e-09 | 1.2047e-09 | 1.1088e-09 | 1.0194e-09 | 9.3722e-10 | 8.636e-10 | 7.9706e-10
(R) Best HP FS (NG Furnace) | Baseline uncompeted | New England, Mid Atlantic, East North Central, West North Central, South Atlantic, East South Central, West South Central, Mountain, Pacific | Residential (New), Residential (Existing) | Heating (Equip.), Cooling (Equip.) | -18.9147 | 999 | 39.4402 | 758.1794 | 19.9953 | 19.9923 | 19.9038 | 20.1166 | 20.3568 | 20.7093 | 20.8893 | 20.8501 | 21.0562 | 21.0268 | 21.1333 | 21.3461 | 21.3666 | 21.3752 | 21.4604 | 21.5 | 21.675 | 21.7751 | 21.83 | 21.9258 | 22.0814 | 22.2314 | 22.3305 | 22.4959 | 22.633
(R) Best HP FS (NG Furnace) | Efficient uncompeted | New England, Mid Atlantic, East North Central, West North Central, South Atlantic, East South Central, West South Central, Mountain, Pacific | Residential (New), Residential (Existing) | Heating (Equip.), Cooling (Equip.) | -18.9147 | 999 | 39.4402 | 758.1794 | 19.9407 | 19.8718 | 19.6589 | 19.7773 | 19.9121 | 20.1686 | 20.1943 | 20.0432 | 20.0094 | 19.8188 | 19.7717 | 19.7911 | 19.8445 | 19.6815 | 19.6324 | 19.4923 | 19.5081 | 19.4503 | 19.3907 | 19.3587 | 19.3638 | 19.4592 | 19.5095 | 19.6237 | 19.6585
(R) Best HP FS (NG Furnace) | Baseline competed | New England, Mid Atlantic, East North Central, West North Central, South Atlantic, East South Central, West South Central, Mountain, Pacific | Residential (New), Residential (Existing) | Heating (Equip.), Cooling (Equip.) | -18.9147 | 999 | 39.4402 | 758.1794 | 0.34941 | 0.35856 | 0.36776 | 0.37859 | 0.39097 | 0.40157 | 0.41438 | 0.41342 | 0.41826 | 0.41308 | 0.40993 | 0.40965 | 0.40207 | 0.399 | 0.39712 | 0.39601 | 0.39545 | 0.39374 | 0.39163 | 0.39065 | 0.39009 | 0.38994 | 0.38937 | 0.38977 | 0.38972
(R) Best HP FS (NG Furnace) | Efficient competed | New England, Mid Atlantic, East North Central, West North Central, South Atlantic, East South Central, West South Central, Mountain, Pacific | Residential (New), Residential (Existing) | Heating (Equip.), Cooling (Equip.) | -18.9147 | 999 | 39.4402 | 758.1794 | 0.3565 | 0.37131 | 0.38364 | 0.39908 | 0.41565 | 0.43142 | 0.44628 | 0.44805 | 0.45156 | 0.44727 | 0.44584 | 0.44624 | 0.44697 | 0.44418 | 0.44418 | 0.44275 | 0.44369 | 0.44307 | 0.44307 | 0.4435 | 0.44173 | 0.44062 | 0.43882 | 0.43845 | 0.43596
(R) Best Residential LED Lighting | Baseline uncompeted | New England, Mid Atlantic, East North Central, West North Central, South Atlantic, East South Central, West South Central, Mountain, Pacific | Residential (New), Residential (Existing) | Lighting | 999 | 0 | -6.5283 | -99.9013 | 1.9342 | 1.9042 | 1.8693 | 1.9017 | 1.8999 | 1.9153 | 1.9104 | 1.9071 | 1.9159 | 1.9207 | 1.9373 | 1.9582 | 1.9826 | 1.9812 | 1.9384 | 1.8957 | 1.8771 | 1.8613 | 1.8551 | 1.8544 | 1.8575 | 1.8654 | 1.8695 | 1.8818 | 1.8877
(R) Best Residential LED Lighting | Efficient uncompeted | New England, Mid Atlantic, East North Central, West North Central, South Atlantic, East South Central, West South Central, Mountain, Pacific | Residential (New), Residential (Existing) | Lighting | 999 | 0 | -6.5283 | -99.9013 | 1.8608 | 1.7595 | 1.6579 | 1.6186 | 1.546 | 1.4926 | 1.425 | 1.3605 | 1.3274 | 1.3088 | 1.2981 | 1.29 | 1.2841 | 1.2606 | 1.2145 | 1.1891 | 1.1786 | 1.1698 | 1.1671 | 1.1678 | 1.1709 | 1.177 | 1.1807 | 1.1897 | 1.1946
(R) Best Residential LED Lighting | Baseline competed | New England, Mid Atlantic, East North Central, West North Central, South Atlantic, East South Central, West South Central, Mountain, Pacific | Residential (New), Residential (Existing) | Lighting | 999 | 0 | -6.5283 | -99.9013 | 1.1291 | 1.111 | 1.0888 | 1.1052 | 1.1046 | 1.1109 | 1.1058 | 1.1016 | 1.1043 | 1.1046 | 1.1118 | 1.1216 | 1.1334 | 1.1308 | 1.1131 | 1.0867 | 1.074 | 1.0629 | 1.0573 | 1.055 | 1.0549 | 1.0576 | 1.0582 | 1.0636 | 1.0653
(R) Best Residential LED Lighting | Efficient competed | New England, Mid Atlantic, East North Central, West North Central, South Atlantic, East South Central, West South Central, Mountain, Pacific | Residential (New), Residential (Existing) | Lighting | 999 | 0 | -6.5283 | -99.9013 | 1.0846 | 1.0233 | 0.9608 | 0.93416 | 0.89056 | 0.85579 | 0.8134 | 0.77294 | 0.75213 | 0.74082 | 0.73403 | 0.72876 | 0.72479 | 0.7111 | 0.68888 | 0.67331 | 0.66623 | 0.66015 | 0.65747 | 0.65679 | 0.65747 | 0.65991 | 0.66103 | 0.6651 | 0.66695
(R) Brk. HP FS (NG Furnace) | Baseline uncompeted | New England, Mid Atlantic, East North Central, West North Central, South Atlantic, East South Central, West South Central, Mountain, Pacific | Residential (New), Residential (Existing) | Heating (Equip.), Cooling (Equip.) | 999 | 999 | 999 | 999 | 19.9953 | 19.9923 | 19.9038 | 20.1166 | 20.3568 | 20.7093 | 20.8893 | 20.8501 | 21.0562 | 21.0268 | 21.1333 | 21.3461 | 21.3666 | 21.3752 | 21.4604 | 21.5 | 21.675 | 21.7751 | 21.83 | 21.9258 | 22.0814 | 22.2314 | 22.3305 | 22.4959 | 22.633
(R) Brk. HP FS (NG Furnace) | Efficient uncompeted | New England, Mid Atlantic, East North Central, West North Central, South Atlantic, East South Central, West South Central, Mountain, Pacific | Residential (New), Residential (Existing) | Heating (Equip.), Cooling (Equip.) | 999 | 999 | 999 | 999 | 19.9953 | 19.9923 | 19.9038 | 20.1166 | 20.3568 | 20.7093 | 20.8893 | 20.8501 | 21.0562 | 20.8985 | 20.8708 | 20.9353 | 20.8689 | 20.7346 | 20.6869 | 20.5729 | 20.6001 | 20.5518 | 20.4786 | 20.4312 | 20.3602 | 20.3121 | 20.2134 | 20.1754 | 20.0672
(R) Brk. HP FS (NG Furnace) | Baseline competed | New England, Mid Atlantic, East North Central, West North Central, South Atlantic, East South Central, West South Central, Mountain, Pacific | Residential (New), Residential (Existing) | Heating (Equip.), Cooling (Equip.) | 999 | 999 | 999 | 999 | -2.1e-14 | -2e-14 | 1.2e-14 | -3e-15 | 2e-15 | -3e-15 | 9e-15 | -3e-15 | 7e-15 | 0.12804 | 0.24801 | 0.36309 | 0.45865 | 0.55356 | 0.64272 | 0.7283 | 0.80737 | 0.87842 | 0.94229 | 1.0045 | 1.0751 | 1.1397 | 1.1989 | 1.2555 | 1.3087
(R) Brk. HP FS (NG Furnace) | Efficient competed | New England, Mid Atlantic, East North Central, West North Central, South Atlantic, East South Central, West South Central, Mountain, Pacific | Residential (New), Residential (Existing) | Heating (Equip.), Cooling (Equip.) | 999 | 999 | 999 | 999 | -2.8e-14 | -1.9e-14 | 1.3e-14 | -2e-15 | -1e-15 | -2e-15 | 8e-15 | -7e-15 | 8e-15 | 0.13505 | 0.26132 | 0.38117 | 0.48911 | 0.58942 | 0.68516 | 0.77509 | 0.85976 | 0.93576 | 1.0053 | 1.0726 | 1.147 | 1.2165 | 1.2802 | 1.3416 | 1.3979
(R) Brk. HP LFL | Baseline uncompeted | New England, Mid Atlantic, East North Central, West North Central, South Atlantic, East South Central, West South Central, Mountain, Pacific | Residential (New), Residential (Existing) | Heating (Equip.), Cooling (Equip.) | 999 | 999 | 999 | 999 | 4.938 | 4.9435 | 4.9475 | 5.0643 | 5.1676 | 5.3663 | 5.4283 | 5.4348 | 5.4865 | 5.5007 | 5.5896 | 5.6947 | 5.8103 | 5.8731 | 5.9456 | 5.9602 | 6.0567 | 6.1209 | 6.1598 | 6.1962 | 6.2707 | 6.3467 | 6.382 | 6.4614 | 6.5349
(R) Brk. HP LFL | Efficient uncompeted | New England, Mid Atlantic, East North Central, West North Central, South Atlantic, East South Central, West South Central, Mountain, Pacific | Residential (New), Residential (Existing) | Heating (Equip.), Cooling (Equip.) | 999 | 999 | 999 | 999 | 4.938 | 4.9435 | 4.9475 | 5.0643 | 5.1676 | 5.3663 | 5.4283 | 5.4348 | 5.4865 | 5.3788 | 5.3456 | 5.3275 | 5.3182 | 5.2605 | 5.2238 | 5.1117 | 5.0695 | 4.9995 | 4.9088 | 4.8171 | 4.7547 | 4.6927 | 4.6029 | 4.5493 | 4.536
(R) Brk. HP LFL | Baseline competed | New England, Mid Atlantic, East North Central, West North Central, South Atlantic, East South Central, West South Central, Mountain, Pacific | Residential (New), Residential (Existing) | Heating (Equip.), Cooling (Equip.) | 999 | 999 | 999 | 999 | -4e-15 | -1e-15 | -1e-15 | -3e-15 | -4e-15 | 5e-15 | 2e-15 | 2e-15 | 0 | 0.13248 | 0.25737 | 0.37588 | 0.49046 | 0.59314 | 0.68641 | 0.79992 | 0.91728 | 1.0226 | 1.1171 | 1.2052 | 1.2938 | 1.3787 | 1.4518 | 1.5292 | 1.6014
(R) Brk. HP LFL | Efficient competed | New England, Mid Atlantic, East North Central, West North Central, South Atlantic, East South Central, West South Central, Mountain, Pacific | Residential (New), Residential (Existing) | Heating (Equip.), Cooling (Equip.) | 999 | 999 | 999 | 999 | -4e-15 | -2e-15 | -1e-15 | -3e-15 | -5e-15 | 6e-15 | 2e-15 | 1e-15 | -1e-15 | 0.091673 | 0.17804 | 0.25992 | 0.33907 | 0.40996 | 0.47645 | 0.55666 | 0.63914 | 0.7132 | 0.77962 | 0.84157 | 0.90379 | 0.96337 | 1.0146 | 1.0689 | 1.1195
(R) Brk. HPWH FS | Baseline uncompeted | New England, Mid Atlantic, East North Central, West North Central, South Atlantic, East South Central, West South Central, Mountain, Pacific | Residential (New), Residential (Existing) | Water Heating | 999 | 999 | 999 | 999 | 8.5042 | 8.4208 | 8.4864 | 8.5303 | 8.6501 | 8.7418 | 8.9132 | 8.9539 | 9.0967 | 9.1119 | 9.1404 | 9.2285 | 9.1153 | 9.147 | 9.1709 | 9.2054 | 9.2021 | 9.1659 | 9.105 | 9.062 | 9.0342 | 8.9887 | 8.9371 | 8.8955 | 8.8624
(R) Brk. HPWH FS | Efficient uncompeted | New England, Mid Atlantic, East North Central, West North Central, South Atlantic, East South Central, West South Central, Mountain, Pacific | Residential (New), Residential (Existing) | Water Heating | 999 | 999 | 999 | 999 | 8.5042 | 8.4208 | 8.4864 | 8.5303 | 8.6501 | 8.7418 | 8.9132 | 8.9539 | 9.0967 | 8.9089 | 8.7357 | 8.6218 | 8.3955 | 8.1944 | 8.0061 | 7.8062 | 7.6078 | 7.3864 | 7.1665 | 6.9579 | 6.7488 | 6.5936 | 6.5773 | 6.5848 | 6.5612
(R) Brk. HPWH FS | Baseline competed | New England, Mid Atlantic, East North Central, West North Central, South Atlantic, East South Central, West South Central, Mountain, Pacific | Residential (New), Residential (Existing) | Water Heating | 999 | 999 | 999 | 999 | -2e-15 | 2e-15 | 0 | 0 | 2e-15 | 3e-15 | 0 | -2e-15 | 6e-15 | 0.60929 | 1.1691 | 1.6863 | 2.0764 | 2.5451 | 2.9665 | 3.361 | 3.7047 | 3.9996 | 4.2473 | 4.4727 | 4.6818 | 4.8551 | 5.0016 | 5.1301 | 5.2483
(R) Brk. HPWH FS | Efficient competed | New England, Mid Atlantic, East North Central, West North Central, South Atlantic, East South Central, West South Central, Mountain, Pacific | Residential (New), Residential (Existing) | Water Heating | 999 | 999 | 999 | 999 | -2e-15 | 2e-15 | 0 | 0 | 3e-15 | 2e-15 | 0 | -1e-15 | 5e-15 | 0.43304 | 0.83073 | 1.1998 | 1.4948 | 1.8294 | 2.131 | 2.4112 | 2.6574 | 2.8697 | 3.0496 | 3.2141 | 3.3669 | 3.4954 | 3.6051 | 3.7033 | 3.7932
(R) Bst. HP FS (NG Frn.) & Env.+ | Baseline uncompeted | New England, Mid Atlantic, East North Central, West North Central, South Atlantic, East South Central, West South Central, Mountain, Pacific | Residential (New), Residential (Existing) | Heating (Equip.), Cooling (Equip.) | -7.6859 | 30.1694 | 38.4707 | 719.1879 | 19.9953 | 19.9923 | 19.9038 | 20.1166 | 20.3568 | 20.7093 | 20.8893 | 20.8501 | 21.0562 | 21.0268 | 21.1333 | 21.3461 | 21.3666 | 21.3752 | 21.4604 | 21.5 | 21.675 | 21.7751 | 21.83 | 21.9258 | 22.0814 | 22.2314 | 22.3305 | 22.4959 | 22.633
(R) Bst. HP FS (NG Frn.) & Env.+ | Efficient uncompeted | New England, Mid Atlantic, East North Central, West North Central, South Atlantic, East South Central, West South Central, Mountain, Pacific | Residential (New), Residential (Existing) | Heating (Equip.), Cooling (Equip.) | -7.6859 | 30.1694 | 38.4707 | 719.1879 | 19.8529 | 19.695 | 19.3967 | 19.428 | 19.4739 | 19.6403 | 19.5761 | 19.3435 | 19.2273 | 18.9624 | 18.8381 | 18.7785 | 18.7545 | 18.5214 | 18.397 | 18.1866 | 18.1279 | 18.0013 | 17.8714 | 17.7681 | 17.7094 | 17.7399 | 17.7295 | 17.7798 | 17.7611
(R) Bst. HP FS (NG Frn.) & Env.+ | Baseline competed | New England, Mid Atlantic, East North Central, West North Central, South Atlantic, East South Central, West South Central, Mountain, Pacific | Residential (New), Residential (Existing) | Heating (Equip.), Cooling (Equip.) | -7.6859 | 30.1694 | 38.4707 | 719.1879 | 0.77603 | 0.78236 | 0.78828 | 0.79758 | 0.81106 | 0.82076 | 0.83634 | 0.8239 | 0.82351 | 0.80384 | 0.78753 | 0.77707 | 0.75075 | 0.73615 | 0.72351 | 0.71302 | 0.70275 | 0.69089 | 0.67845 | 0.66848 | 0.65918 | 0.65023 | 0.64113 | 0.63365 | 0.62611
(R) Bst. HP FS (NG Frn.) & Env.+ | Efficient competed | New England, Mid Atlantic, East North Central, West North Central, South Atlantic, East South Central, West South Central, Mountain, Pacific | Residential (New), Residential (Existing) | Heating (Equip.), Cooling (Equip.) | -7.6859 | 30.1694 | 38.4707 | 719.1879 | 0.78479 | 0.79767 | 0.80494 | 0.81881 | 0.83579 | 0.85125 | 0.86566 | 0.85504 | 0.848 | 0.82733 | 0.81198 | 0.80039 | 0.78936 | 0.77335 | 0.7625 | 0.74956 | 0.74072 | 0.72967 | 0.72007 | 0.71148 | 0.6987 | 0.68654 | 0.67375 | 0.66343 | 0.65021
(R) ENERGY STAR Clothes Washer | Baseline uncompeted | New England, Mid Atlantic, East North Central, West North Central, South Atlantic, East South Central, West South Central, Mountain, Pacific | Residential (New), Residential (Existing) | Other | -20.5089 | 71.7251 | 536.6393 | 8056.1995 | 0.99421 | 0.95085 | 0.89688 | 0.87571 | 0.85173 | 0.83553 | 0.80024 | 0.76582 | 0.7383 | 0.71241 | 0.6968 | 0.68941 | 0.69138 | 0.68916 | 0.69163 | 0.68959 | 0.69423 | 0.69647 | 0.69856 | 0.70114 | 0.70529 | 0.71103 | 0.71489 | 0.72176 | 0.7264
(R) ENERGY STAR Clothes Washer | Efficient uncompeted | New England, Mid Atlantic, East North Central, West North Central, South Atlantic, East South Central, West South Central, Mountain, Pacific | Residential (New), Residential (Existing) | Other | -20.5089 | 71.7251 | 536.6393 | 8056.1995 | 0.98873 | 0.94046 | 0.88231 | 0.85692 | 0.82911 | 0.80916 | 0.77107 | 0.73422 | 0.70436 | 0.67636 | 0.65846 | 0.64988 | 0.65174 | 0.64965 | 0.65197 | 0.65005 | 0.65442 | 0.65654 | 0.65851 | 0.66094 | 0.66485 | 0.67026 | 0.6739 | 0.68038 | 0.68475
(R) ENERGY STAR Clothes Washer | Baseline competed | New England, Mid Atlantic, East North Central, West North Central, South Atlantic, East South Central, West South Central, Mountain, Pacific | Residential (New), Residential (Existing) | Other | -20.5089 | 71.7251 | 536.6393 | 8056.1995 | 0.44286 | 0.42345 | 0.3988 | 0.3888 | 0.37758 | 0.36987 | 0.35373 | 0.33802 | 0.3254 | 0.31354 | 0.30625 | 0.30259 | 0.30308 | 0.30177 | 0.30255 | 0.30138 | 0.30315 | 0.30391 | 0.30461 | 0.30555 | 0.30719 | 0.30954 | 0.31109 | 0.31396 | 0.31588
(R) ENERGY STAR Clothes Washer | Efficient competed | New England, Mid Atlantic, East North Central, West North Central, South Atlantic, East South Central, West South Central, Mountain, Pacific | Residential (New), Residential (Existing) | Other | -20.5089 | 71.7251 | 536.6393 | 8056.1995 | 0.44042 | 0.41883 | 0.39233 | 0.38046 | 0.36756 | 0.3582 | 0.34084 | 0.32407 | 0.31044 | 0.29767 | 0.2894 | 0.28524 | 0.28571 | 0.28447 | 0.2852 | 0.2841 | 0.28577 | 0.28648 | 0.28715 | 0.28803 | 0.28958 | 0.29179 | 0.29325 | 0.29596 | 0.29776
(R) ENERGY STAR Dishwasher | Baseline uncompeted | New England, Mid Atlantic, East North Central, West North Central, South Atlantic, East South Central, West South Central, Mountain, Pacific | Residential (New), Residential (Existing) | Other | 999 | 0 | 999 | 999 | 0.96847 | 0.9568 | 0.93358 | 0.94369 | 0.95571 | 0.97773 | 0.98092 | 0.98147 | 0.98626 | 0.98885 | 1.0002 | 1.0177 | 1.0421 | 1.0527 | 1.0711 | 1.083 | 1.1045 | 1.122 | 1.139 | 1.1563 | 1.1755 | 1.1974 | 1.2159 | 1.2395 | 1.2587
(R) ENERGY STAR Dishwasher | Efficient uncompeted | New England, Mid Atlantic, East North Central, West North Central, South Atlantic, East South Central, West South Central, Mountain, Pacific | Residential (New), Residential (Existing) | Other | 999 | 0 | 999 | 999 | 0.96847 | 0.9568 | 0.93358 | 0.94369 | 0.95571 | 0.97773 | 0.98092 | 0.98147 | 0.98626 | 0.98885 | 1.0002 | 1.0177 | 1.0421 | 1.0527 | 1.0711 | 1.083 | 1.1045 | 1.122 | 1.139 | 1.1563 | 1.1755 | 1.1974 | 1.2159 | 1.2395 | 1.2587
(R) ENERGY STAR Dishwasher | Baseline competed | New England, Mid Atlantic, East North Central, West North Central, South Atlantic, East South Central, West South Central, Mountain, Pacific | Residential (New), Residential (Existing) | Other | 999 | 0 | 999 | 999 | 0.48423 | 0.4784 | 0.46679 | 0.47185 | 0.47785 | 0.48887 | 0.49046 | 0.49073 | 0.49313 | 0.49442 | 0.50011 | 0.50884 | 0.52104 | 0.52633 | 0.53553 | 0.54151 | 0.55227 | 0.56099 | 0.56949 | 0.57815 | 0.58774 | 0.59869 | 0.60796 | 0.61974 | 0.62937
(R) ENERGY STAR Dishwasher | Efficient competed | New England, Mid Atlantic, East North Central, West North Central, South Atlantic, East South Central, West South Central, Mountain, Pacific | Residential (New), Residential (Existing) | Other | 999 | 0 | 999 | 999 | 0.48423 | 0.4784 | 0.46679 | 0.47185 | 0.47785 | 0.48887 | 0.49046 | 0.49073 | 0.49313 | 0.49442 | 0.50011 | 0.50884 | 0.52104 | 0.52633 | 0.53553 | 0.54151 | 0.55227 | 0.56099 | 0.56949 | 0.57815 | 0.58774 | 0.59869 | 0.60796 | 0.61974 | 0.62937
(R) ENERGY STAR Electronics | Baseline uncompeted | New England, Mid Atlantic, East North Central, West North Central, South Atlantic, East South Central, West South Central, Mountain, Pacific | Residential (New), Residential (Existing) | Computers and Electronics | 999 | 0 | -3899.2075 | -66127.9051 | 3.6919 | 3.5733 | 3.4271 | 3.4007 | 3.3695 | 3.3613 | 3.299 | 3.2301 | 3.1732 | 3.1074 | 3.0618 | 3.0236 | 2.9917 | 2.9173 | 2.8707 | 2.8129 | 2.7801 | 2.7395 | 2.7015 | 2.6675 | 2.6418 | 2.6261 | 2.6081 | 2.6046 | 2.5961
(R) ENERGY STAR Electronics | Efficient uncompeted | New England, Mid Atlantic, East North Central, West North Central, South Atlantic, East South Central, West South Central, Mountain, Pacific | Residential (New), Residential (Existing) | Computers and Electronics | 999 | 0 | -3899.2075 | -66127.9051 | 3.6578 | 3.5095 | 3.3381 | 3.2863 | 3.2314 | 3.2606 | 3.2103 | 3.156 | 3.1052 | 3.0408 | 2.9962 | 2.9586 | 2.9275 | 2.855 | 2.8095 | 2.7533 | 2.7222 | 2.6839 | 2.6487 | 2.6183 | 2.5966 | 2.5854 | 2.5728 | 2.5756 | 2.574
(R) ENERGY STAR Electronics | Baseline competed | New England, Mid Atlantic, East North Central, West North Central, South Atlantic, East South Central, West South Central, Mountain, Pacific | Residential (New), Residential (Existing) | Computers and Electronics | 999 | 0 | -3899.2075 | -66127.9051 | 1.0682 | 1.0384 | 1.0041 | 1.0075 | 1.012 | 1.0258 | 1.025 | 1.0233 | 1.0267 | 1.0276 | 1.0353 | 1.0456 | 1.0581 | 1.0549 | 1.0607 | 1.0612 | 1.0699 | 1.0743 | 1.0781 | 1.0818 | 1.0869 | 1.0948 | 1.1007 | 1.1118 | 1.1202
(R) ENERGY STAR Electronics | Efficient competed | New England, Mid Atlantic, East North Central, West North Central, South Atlantic, East South Central, West South Central, Mountain, Pacific | Residential (New), Residential (Existing) | Computers and Electronics | 999 | 0 | -3899.2075 | -66127.9051 | 1.0583 | 1.0198 | 0.97783 | 0.97318 | 0.96977 | 0.99399 | 0.99614 | 0.99827 | 1.0029 | 1.0036 | 1.011 | 1.021 | 1.0332 | 1.03 | 1.0357 | 1.0364 | 1.0454 | 1.0503 | 1.0549 | 1.0598 | 1.0665 | 1.0762 | 1.0842 | 1.098 | 1.1094
(R) ENERGY STAR Pool Pumps | Baseline uncompeted | New England, Mid Atlantic, East North Central, West North Central, South Atlantic, East South Central, West South Central, Mountain, Pacific | Residential (New), Residential (Existing) | Other | -16.1317 | 15.0401 | 155.9371 | 2233.3702 | 1.5517 | 1.5436 | 1.5278 | 1.5632 | 1.5997 | 1.6575 | 1.6871 | 1.7117 | 1.7474 | 1.7785 | 1.8285 | 1.8851 | 1.9492 | 1.9889 | 2.0438 | 2.0863 | 2.1502 | 2.2068 | 2.262 | 2.3174 | 2.3798 | 2.4467 | 2.5041 | 2.5724 | 2.6336
(R) ENERGY STAR Pool Pumps | Efficient uncompeted | New England, Mid Atlantic, East North Central, West North Central, South Atlantic, East South Central, West South Central, Mountain, Pacific | Residential (New), Residential (Existing) | Other | -16.1317 | 15.0401 | 155.9371 | 2233.3702 | 1.4848 | 1.4129 | 1.3371 | 1.3078 | 1.279 | 1.2658 | 1.2303 | 1.1914 | 1.1602 | 1.1261 | 1.1136 | 1.1457 | 1.1823 | 1.2064 | 1.2397 | 1.2655 | 1.3042 | 1.3386 | 1.372 | 1.4056 | 1.4435 | 1.4841 | 1.5189 | 1.5603 | 1.5974
(R) ENERGY STAR Pool Pumps | Baseline competed | New England, Mid Atlantic, East North Central, West North Central, South Atlantic, East South Central, West South Central, Mountain, Pacific | Residential (New), Residential (Existing) | Other | -16.1317 | 15.0401 | 155.9371 | 2233.3702 | 1.3155 | 1.294 | 1.2466 | 1.24 | 1.2322 | 1.246 | 1.233 | 1.2096 | 1.1919 | 1.1673 | 1.1552 | 1.1515 | 1.1587 | 1.1484 | 1.1496 | 1.1421 | 1.1516 | 1.1595 | 1.1682 | 1.1782 | 1.1949 | 1.2183 | 1.2373 | 1.2658 | 1.2918
(R) ENERGY STAR Pool Pumps | Efficient competed | New England, Mid Atlantic, East North Central, West North Central, South Atlantic, East South Central, West South Central, Mountain, Pacific | Residential (New), Residential (Existing) | Other | -16.1317 | 15.0401 | 155.9371 | 2233.3702 | 1.2588 | 1.1848 | 1.092 | 1.0388 | 0.98665 | 0.953 | 0.90039 | 0.84295 | 0.79209 | 0.73947 | 0.70358 | 0.6999 | 0.7028 | 0.69656 | 0.69729 | 0.69272 | 0.69851 | 0.70328 | 0.70855 | 0.71462 | 0.72479 | 0.73898 | 0.75052 | 0.76777 | 0.78353
(R) ENERGY STAR Refrigerator | Baseline uncompeted | New England, Mid Atlantic, East North Central, West North Central, South Atlantic, East South Central, West South Central, Mountain, Pacific | Residential (New), Residential (Existing) | Refrigeration | 39.2229 | 2.5317 | 16.7835 | 254.3332 | 8.6013 | 8.4008 | 8.1259 | 8.1629 | 8.1677 | 8.2732 | 8.2319 | 8.1576 | 8.1052 | 8.0218 | 8.0007 | 8.0169 | 8.0769 | 8.0146 | 8.0245 | 7.9964 | 8.0498 | 8.0848 | 8.1264 | 8.1815 | 8.2619 | 8.3727 | 8.4575 | 8.5753 | 8.6623
(R) ENERGY STAR Refrigerator | Efficient uncompeted | New England, Mid Atlantic, East North Central, West North Central, South Atlantic, East South Central, West South Central, Mountain, Pacific | Residential (New), Residential (Existing) | Refrigeration | 39.2229 | 2.5317 | 16.7835 | 254.3332 | 8.5622 | 8.3251 | 8.0169 | 8.0183 | 7.9885 | 8.0573 | 7.9836 | 7.8791 | 7.7968 | 7.6858 | 7.6354 | 7.6212 | 7.6487 | 7.562 | 7.5441 | 7.5166 | 7.5669 | 7.5997 | 7.6389 | 7.6906 | 7.7662 | 7.8703 | 7.9501 | 8.0608 | 8.1425
(R) ENERGY STAR Refrigerator | Baseline competed | New England, Mid Atlantic, East North Central, West North Central, South Atlantic, East South Central, West South Central, Mountain, Pacific | Residential (New), Residential (Existing) | Refrigeration | 39.2229 | 2.5317 | 16.7835 | 254.3332 | 6.1097 | 5.9633 | 5.7596 | 5.7774 | 5.3585 | 5.0321 | 4.6436 | 4.2699 | 3.9383 | 3.6204 | 3.3554 | 3.1263 | 2.9304 | 2.7073 | 2.5304 | 2.3373 | 2.1816 | 2.0328 | 1.8967 | 1.7731 | 1.6626 | 1.5652 | 1.4692 | 1.3848 | 1.3004
(R) ENERGY STAR Refrigerator | Efficient competed | New England, Mid Atlantic, East North Central, West North Central, South Atlantic, East South Central, West South Central, Mountain, Pacific | Residential (New), Residential (Existing) | Refrigeration | 39.2229 | 2.5317 | 16.7835 | 254.3332 | 6.0819 | 5.9095 | 5.6824 | 5.6751 | 5.2424 | 4.9032 | 4.5064 | 4.127 | 3.7912 | 3.4712 | 3.2042 | 2.9734 | 2.776 | 2.5549 | 2.3789 | 2.197 | 2.0507 | 1.9108 | 1.7829 | 1.6667 | 1.5629 | 1.4713 | 1.3811 | 1.3017 | 1.2224
(R) ESTAR 240V HPWH FS | Baseline uncompeted | New England, Mid Atlantic, East North Central, West North Central, South Atlantic, East South Central, West South Central, Mountain, Pacific | Residential (New), Residential (Existing) | Water Heating | -12.2967 | 50.0743 | 25.331 | 477.5505 | 8.5042 | 8.4208 | 8.4864 | 8.5303 | 8.6501 | 8.7418 | 8.9132 | 8.9539 | 9.0967 | 9.1119 | 9.1404 | 9.2285 | 9.1153 | 9.147 | 9.1709 | 9.2054 | 9.2021 | 9.1659 | 9.105 | 9.062 | 9.0342 | 8.9887 | 8.9371 | 8.8955 | 8.8624
(R) ESTAR 240V HPWH FS | Efficient uncompeted | New England, Mid Atlantic, East North Central, West North Central, South Atlantic, East South Central, West South Central, Mountain, Pacific | Residential (New), Residential (Existing) | Water Heating | -12.2967 | 50.0743 | 25.331 | 477.5505 | 8.3653 | 8.1434 | 8.0135 | 7.8949 | 7.8282 | 7.763 | 7.6823 | 7.5323 | 7.3966 | 7.2188 | 7.0691 | 6.9585 | 6.9278 | 6.8799 | 6.8955 | 6.8785 | 6.8976 | 6.8888 | 6.881 | 6.8718 | 6.8524 | 6.8498 | 6.8349 | 6.8427 | 6.8181
(R) ESTAR 240V HPWH FS | Baseline competed | New England, Mid Atlantic, East North Central, West North Central, South Atlantic, East South Central, West South Central, Mountain, Pacific | Residential (New), Residential (Existing) | Water Heating | -12.2967 | 50.0743 | 25.331 | 477.5505 | 0.00095808 | 0.00095705 | 0.0010157 | 0.0010154 | 0.0010326 | 0.0010454 | 0.001089 | 0.0010189 | 0.00096882 | 0.0008971 | 0.00083276 | 0.00077991 | 0.00071693 | 0.00066267 | 0.00061288 | 0.00056841 | 0.00052571 | 0.00048506 | 0.00044681 | 0.00041283 | 0.00038258 | 0.00035434 | 0.00032841 | 0.00030517 | 0.00028432
(R) ESTAR 240V HPWH FS | Efficient competed | New England, Mid Atlantic, East North Central, West North Central, South Atlantic, East South Central, West South Central, Mountain, Pacific | Residential (New), Residential (Existing) | Water Heating | -12.2967 | 50.0743 | 25.331 | 477.5505 | 0.00094363 | 0.00092786 | 0.00096201 | 0.00094417 | 0.00094037 | 0.00093576 | 0.00094726 | 0.00086706 | 0.00079842 | 0.00072184 | 0.00065529 | 0.00059883 | 0.00055447 | 0.00050748 | 0.00046941 | 0.00043281 | 0.00040161 | 0.00037163 | 0.00034434 | 0.00031934 | 0.0002961 | 0.00027559 | 0.0002564 | 0.00023967 | 0.00022335
(R) ESTAR GSHP (NG Furnace) | Baseline uncompeted | New England, Mid Atlantic, East North Central, West North Central, South Atlantic, East South Central, West South Central, Mountain, Pacific | Residential (New), Residential (Existing) | Heating (Equip.), Cooling (Equip.) | 999 | 999 | 128.6929 | 2535.8388 | 19.9953 | 19.9923 | 19.9038 | 20.1166 | 20.3568 | 20.7093 | 20.8893 | 20.8501 | 21.0562 | 21.0268 | 21.1333 | 21.3461 | 21.3666 | 21.3752 | 21.4604 | 21.5 | 21.675 | 21.7751 | 21.83 | 21.9258 | 22.0814 | 22.2314 | 22.3305 | 22.4959 | 22.633
(R) ESTAR GSHP (NG Furnace) | Efficient uncompeted | New England, Mid Atlantic, East North Central, West North Central, South Atlantic, East South Central, West South Central, Mountain, Pacific | Residential (New), Residential (Existing) | Heating (Equip.), Cooling (Equip.) | 999 | 999 | 128.6929 | 2535.8388 | 20.0574 | 20.1045 | 20.0027 | 20.2414 | 20.4965 | 20.8868 | 21.0286 | 20.9891 | 21.075 | 20.9974 | 21.0772 | 21.2301 | 21.4294 | 21.3846 | 21.4642 | 21.4401 | 21.5983 | 21.6752 | 21.7473 | 21.8424 | 21.9396 | 22.083 | 22.17 | 22.3325 | 22.4091
(R) ESTAR GSHP (NG Furnace) | Baseline competed | New England, Mid Atlantic, East North Central, West North Central, South Atlantic, East South Central, West South Central, Mountain, Pacific | Residential (New), Residential (Existing) | Heating (Equip.), Cooling (Equip.) | 999 | 999 | 128.6929 | 2535.8388 | 0.0025653 | 0.013153 | 0.022295 | 0.031195 | 0.039195 | 0.047083 | 0.053566 | 0.059361 | 0.065 | 0.069097 | 0.073999 | 0.079052 | 0.084847 | 0.088556 | 0.092839 | 0.096585 | 0.10132 | 0.10542 | 0.10942 | 0.11338 | 0.1171 | 0.12146 | 0.12528 | 0.12956 | 0.13309
(R) ESTAR GSHP (NG Furnace) | Efficient competed | New England, Mid Atlantic, East North Central, West North Central, South Atlantic, East South Central, West South Central, Mountain, Pacific | Residential (New), Residential (Existing) | Heating (Equip.), Cooling (Equip.) | 999 | 999 | 128.6929 | 2535.8388 | 0.0026599 | 0.012975 | 0.021753 | 0.030207 | 0.037706 | 0.04501 | 0.050887 | 0.056056 | 0.060979 | 0.064427 | 0.068575 | 0.072799 | 0.077695 | 0.080592 | 0.08398 | 0.086837 | 0.090561 | 0.09369 | 0.096704 | 0.099639 | 0.10254 | 0.10627 | 0.10955 | 0.11324 | 0.11626
(R) ESTAR HP FS (NG Furnace) | Baseline uncompeted | New England, Mid Atlantic, East North Central, West North Central, South Atlantic, East South Central, West South Central, Mountain, Pacific | Residential (New), Residential (Existing) | Heating (Equip.), Cooling (Equip.) | 999 | 999 | 29.6094 | 602.43 | 19.9953 | 19.9923 | 19.9038 | 20.1166 | 20.3568 | 20.7093 | 20.8893 | 20.8501 | 21.0562 | 21.0268 | 21.1333 | 21.3461 | 21.3666 | 21.3752 | 21.4604 | 21.5 | 21.675 | 21.7751 | 21.83 | 21.9258 | 22.0814 | 22.2314 | 22.3305 | 22.4959 | 22.633
(R) ESTAR HP FS (NG Furnace) | Efficient uncompeted | New England, Mid Atlantic, East North Central, West North Central, South Atlantic, East South Central, West South Central, Mountain, Pacific | Residential (New), Residential (Existing) | Heating (Equip.), Cooling (Equip.) | 999 | 999 | 29.6094 | 602.43 | 20.3017 | 20.5834 | 20.692 | 21.1541 | 21.6313 | 22.2507 | 22.5989 | 22.7529 | 23.0184 | 23.1109 | 23.371 | 23.7059 | 24.1084 | 24.2179 | 24.4682 | 24.5951 | 24.9209 | 25.149 | 25.3731 | 25.618 | 25.7927 | 25.9392 | 26.0166 | 26.1804 | 26.2403
(R) ESTAR HP FS (NG Furnace) | Baseline competed | New England, Mid Atlantic, East North Central, West North Central, South Atlantic, East South Central, West South Central, Mountain, Pacific | Residential (New), Residential (Existing) | Heating (Equip.), Cooling (Equip.) | 999 | 999 | 29.6094 | 602.43 | 0.2749 | 0.28471 | 0.29492 | 0.30643 | 0.31917 | 0.33035 | 0.34325 | 0.34811 | 0.3578 | 0.35794 | 0.35976 | 0.36387 | 0.36139 | 0.36245 | 0.36448 | 0.36705 | 0.37002 | 0.37171 | 0.37283 | 0.37484 | 0.37742 | 0.38023 | 0.38245 | 0.38543 | 0.38786
(R) ESTAR HP FS (NG Furnace) | Efficient competed | New England, Mid Atlantic, East North Central, West North Central, South Atlantic, East South Central, West South Central, Mountain, Pacific | Residential (New), Residential (Existing) | Heating (Equip.), Cooling (Equip.) | 999 | 999 | 29.6094 | 602.43 | 0.28588 | 0.30586 | 0.32395 | 0.34507 | 0.36726 | 0.389 | 0.40966 | 0.42241 | 0.43648 | 0.44196 | 0.45019 | 0.45997 | 0.47041 | 0.47622 | 0.48493 | 0.49186 | 0.50133 | 0.50876 | 0.51672 | 0.52499 | 0.52953 | 0.53271 | 0.53467 | 0.53813 | 0.53885
(R) ESTAR HP FS (NG Heat, No Cool) | Baseline uncompeted | New England, Mid Atlantic, East North Central, West North Central, South Atlantic, East South Central, West South Central, Mountain, Pacific | Residential (New), Residential (Existing) | Heating (Equip.), Cooling (Equip.) | 999 | 999 | 71.0792 | 1473.0368 | 1.1241 | 1.1062 | 1.1024 | 1.1023 | 1.1097 | 1.1122 | 1.1243 | 1.1164 | 1.1226 | 1.1107 | 1.1018 | 1.1008 | 1.0741 | 1.0674 | 1.0608 | 1.0567 | 1.0498 | 1.0399 | 1.0278 | 1.0191 | 1.013 | 1.0053 | 0.99712 | 0.99009 | 0.98343
(R) ESTAR HP FS (NG Heat, No Cool) | Efficient uncompeted | New England, Mid Atlantic, East North Central, West North Central, South Atlantic, East South Central, West South Central, Mountain, Pacific | Residential (New), Residential (Existing) | Heating (Equip.), Cooling (Equip.) | 999 | 999 | 71.0792 | 1473.0368 | 1.1893 | 1.232 | 1.2784 | 1.3358 | 1.4014 | 1.465 | 1.5289 | 1.5761 | 1.6233 | 1.6589 | 1.6994 | 1.7472 | 1.7918 | 1.8261 | 1.8729 | 1.9147 | 1.9608 | 1.999 | 2.0396 | 2.0828 | 2.0972 | 2.0881 | 2.0812 | 2.0841 | 2.0828
(R) ESTAR HP FS (NG Heat, No Cool) | Baseline competed | New England, Mid Atlantic, East North Central, West North Central, South Atlantic, East South Central, West South Central, Mountain, Pacific | Residential (New), Residential (Existing) | Heating (Equip.), Cooling (Equip.) | 999 | 999 | 71.0792 | 1473.0368 | 0.0083006 | 0.0082005 | 0.0082571 | 0.0083783 | 0.0085453 | 0.0086654 | 0.0088694 | 0.008818 | 0.0088996 | 0.0088494 | 0.0088284 | 0.0088737 | 0.0086965 | 0.0086897 | 0.0086819 | 0.0086972 | 0.0086875 | 0.008652 | 0.0085956 | 0.008564 | 0.0085575 | 0.0085329 | 0.0085023 | 0.0084763 | 0.0084539
(R) ESTAR HP FS (NG Heat, No Cool) | Efficient competed | New England, Mid Atlantic, East North Central, West North Central, South Atlantic, East South Central, West South Central, Mountain, Pacific | Residential (New), Residential (Existing) | Heating (Equip.), Cooling (Equip.) | 999 | 999 | 71.0792 | 1473.0368 | 0.0085958 | 0.0087641 | 0.0090301 | 0.0094066 | 0.0098303 | 0.010224 | 0.010645 | 0.010816 | 0.011008 | 0.011127 | 0.011284 | 0.011495 | 0.011658 | 0.01179 | 0.01199 | 0.012158 | 0.01234 | 0.012476 | 0.012624 | 0.012783 | 0.012863 | 0.012857 | 0.012838 | 0.012841 | 0.012788
(R) ESTAR HP FS (Other Fossil Furnace) | Baseline uncompeted | New England, Mid Atlantic, East North Central, West North Central, South Atlantic, East South Central, West South Central, Mountain, Pacific | Residential (New), Residential (Existing) | Heating (Equip.), Cooling (Equip.) | -4.7368 | 22.6043 | 24.3407 | 328.0193 | 6.7192 | 6.6057 | 6.6272 | 6.6944 | 6.8131 | 6.8683 | 6.8972 | 6.925 | 6.9575 | 6.9308 | 6.9479 | 6.9954 | 7.0122 | 7.0182 | 7.0364 | 7.0397 | 7.0414 | 7.0351 | 7.0296 | 7.0482 | 7.0745 | 7.0874 | 7.089 | 7.0928 | 7.098
(R) ESTAR HP FS (Other Fossil Furnace) | Efficient uncompeted | New England, Mid Atlantic, East North Central, West North Central, South Atlantic, East South Central, West South Central, Mountain, Pacific | Residential (New), Residential (Existing) | Heating (Equip.), Cooling (Equip.) | -4.7368 | 22.6043 | 24.3407 | 328.0193 | 6.6897 | 6.3796 | 6.3373 | 6.347 | 6.3858 | 6.3844 | 6.3413 | 6.2857 | 6.2228 | 6.1213 | 6.0681 | 6.0324 | 6.0155 | 5.9339 | 5.876 | 5.7988 | 5.7636 | 5.706 | 5.6527 | 5.6023 | 5.5395 | 5.5003 | 5.4478 | 5.4533 | 5.4434
(R) ESTAR HP FS (Other Fossil Furnace) | Baseline competed | New England, Mid Atlantic, East North Central, West North Central, South Atlantic, East South Central, West South Central, Mountain, Pacific | Residential (New), Residential (Existing) | Heating (Equip.), Cooling (Equip.) | -4.7368 | 22.6043 | 24.3407 | 328.0193 | 0.3138 | 0.30616 | 0.31821 | 0.33196 | 0.35195 | 0.36727 | 0.38372 | 0.3928 | 0.40272 | 0.40941 | 0.41805 | 0.42878 | 0.43496 | 0.44315 | 0.45163 | 0.46018 | 0.46577 | 0.47026 | 0.47446 | 0.48031 | 0.487 | 0.49214 | 0.49635 | 0.49821 | 0.49732
(R) ESTAR HP FS (Other Fossil Furnace) | Efficient competed | New England, Mid Atlantic, East North Central, West North Central, South Atlantic, East South Central, West South Central, Mountain, Pacific | Residential (New), Residential (Existing) | Heating (Equip.), Cooling (Equip.) | -4.7368 | 22.6043 | 24.3407 | 328.0193 | 0.31381 | 0.29635 | 0.30607 | 0.31745 | 0.33297 | 0.34489 | 0.35623 | 0.36007 | 0.36347 | 0.3648 | 0.36822 | 0.37275 | 0.37669 | 0.37795 | 0.38046 | 0.38203 | 0.38401 | 0.38402 | 0.38406 | 0.38416 | 0.38308 | 0.38333 | 0.38234 | 0.38339 | 0.38155
(R) ESTAR HP FS (Other Fossil Heat, No Cool) | Baseline uncompeted | New England, Mid Atlantic, East North Central, West North Central, South Atlantic, East South Central, West South Central, Mountain, Pacific | Residential (New), Residential (Existing) | Heating (Equip.), Cooling (Equip.) | -7.2231 | 28.782 | 28.9041 | 394.816 | 0.84606 | 0.81908 | 0.82333 | 0.82878 | 0.84428 | 0.84629 | 0.8509 | 0.8553 | 0.85797 | 0.85247 | 0.85087 | 0.853 | 0.84804 | 0.8469 | 0.84586 | 0.8445 | 0.83872 | 0.8327 | 0.82745 | 0.82576 | 0.82461 | 0.82096 | 0.81663 | 0.81115 | 0.80683
(R) ESTAR HP FS (Other Fossil Heat, No Cool) | Efficient uncompeted | New England, Mid Atlantic, East North Central, West North Central, South Atlantic, East South Central, West South Central, Mountain, Pacific | Residential (New), Residential (Existing) | Heating (Equip.), Cooling (Equip.) | -7.2231 | 28.782 | 28.9041 | 394.816 | 0.84304 | 0.78778 | 0.78339 | 0.78094 | 0.78555 | 0.77948 | 0.77494 | 0.76833 | 0.75747 | 0.74189 | 0.73041 | 0.72117 | 0.71142 | 0.69903 | 0.68851 | 0.67699 | 0.66848 | 0.65686 | 0.64646 | 0.63625 | 0.62405 | 0.61431 | 0.60378 | 0.60021 | 0.59593
(R) ESTAR HP FS (Other Fossil Heat, No Cool) | Baseline competed | New England, Mid Atlantic, East North Central, West North Central, South Atlantic, East South Central, West South Central, Mountain, Pacific | Residential (New), Residential (Existing) | Heating (Equip.), Cooling (Equip.) | -7.2231 | 28.782 | 28.9041 | 394.816 | 0.020045 | 0.019255 | 0.020013 | 0.020929 | 0.022295 | 0.02337 | 0.024525 | 0.02507 | 0.025697 | 0.026126 | 0.026682 | 0.027383 | 0.027757 | 0.028308 | 0.028858 | 0.029419 | 0.02973 | 0.029966 | 0.03018 | 0.030503 | 0.030888 | 0.031144 | 0.031341 | 0.031361 | 0.03122
(R) ESTAR HP FS (Other Fossil Heat, No Cool) | Efficient competed | New England, Mid Atlantic, East North Central, West North Central, South Atlantic, East South Central, West South Central, Mountain, Pacific | Residential (New), Residential (Existing) | Heating (Equip.), Cooling (Equip.) | -7.2231 | 28.782 | 28.9041 | 394.816 | 0.01987 | 0.018146 | 0.018582 | 0.019138 | 0.020022 | 0.02064 | 0.021285 | 0.021329 | 0.021349 | 0.021243 | 0.02123 | 0.021297 | 0.021225 | 0.021138 | 0.021075 | 0.020965 | 0.020814 | 0.020526 | 0.020231 | 0.019942 | 0.019605 | 0.019275 | 0.018911 | 0.018781 | 0.01859
(R) ESTAR HP Pt. FS (NG Furnace) | Baseline uncompeted | New England, Mid Atlantic, East North Central, West North Central, South Atlantic, East South Central, West South Central, Mountain, Pacific | Residential (New), Residential (Existing) | Heating (Equip.), Cooling (Equip.) | 999 | 999 | 37.0014 | 747.893 | 19.9953 | 19.9923 | 19.9038 | 20.1166 | 20.3568 | 20.7093 | 20.8893 | 20.8501 | 21.0562 | 21.0268 | 21.1333 | 21.3461 | 21.3666 | 21.3752 | 21.4604 | 21.5 | 21.675 | 21.7751 | 21.83 | 21.9258 | 22.0814 | 22.2314 | 22.3305 | 22.4959 | 22.633
(R) ESTAR HP Pt. FS (NG Furnace) | Efficient uncompeted | New England, Mid Atlantic, East North Central, West North Central, South Atlantic, East South Central, West South Central, Mountain, Pacific | Residential (New), Residential (Existing) | Heating (Equip.), Cooling (Equip.) | 999 | 999 | 37.0014 | 747.893 | 20.206 | 20.3947 | 20.4393 | 20.8217 | 21.2225 | 21.7589 | 22.0442 | 22.1306 | 22.3725 | 22.4225 | 22.6278 | 22.9195 | 23.2036 | 23.2704 | 23.4591 | 23.5435 | 23.8118 | 23.9914 | 24.1534 | 24.3442 | 24.5125 | 24.6547 | 24.7347 | 24.8946 | 24.9744
(R) ESTAR HP Pt. FS (NG Furnace) | Baseline competed | New England, Mid Atlantic, East North Central, West North Central, South Atlantic, East South Central, West South Central, Mountain, Pacific | Residential (New), Residential (Existing) | Heating (Equip.), Cooling (Equip.) | 999 | 999 | 37.0014 | 747.893 | 0.44245 | 0.45142 | 0.46086 | 0.4722 | 0.4857 | 0.49665 | 0.51071 | 0.5126 | 0.52157 | 0.51688 | 0.51429 | 0.51507 | 0.50571 | 0.5028 | 0.50111 | 0.50046 | 0.49998 | 0.49796 | 0.49524 | 0.49392 | 0.49322 | 0.49264 | 0.49154 | 0.49142 | 0.49083
(R) ESTAR HP Pt. FS (NG Furnace) | Efficient competed | New England, Mid Atlantic, East North Central, West North Central, South Atlantic, East South Central, West South Central, Mountain, Pacific | Residential (New), Residential (Existing) | Heating (Equip.), Cooling (Equip.) | 999 | 999 | 37.0014 | 747.893 | 0.4559 | 0.47721 | 0.49632 | 0.51932 | 0.54422 | 0.56792 | 0.59096 | 0.60203 | 0.61633 | 0.61799 | 0.62286 | 0.63035 | 0.63576 | 0.63808 | 0.64375 | 0.64763 | 0.65424 | 0.65844 | 0.663 | 0.66832 | 0.66957 | 0.66864 | 0.6665 | 0.66617 | 0.66311
(R) ESTAR HP Pt. FS (NG Heat, No Cool) | Baseline uncompeted | New England, Mid Atlantic, East North Central, West North Central, South Atlantic, East South Central, West South Central, Mountain, Pacific | Residential (New), Residential (Existing) | Heating (Equip.), Cooling (Equip.) | 999 | 999 | 102.2002 | 2101.2303 | 1.1241 | 1.1062 | 1.1024 | 1.1023 | 1.1097 | 1.1122 | 1.1243 | 1.1164 | 1.1226 | 1.1107 | 1.1018 | 1.1008 | 1.0741 | 1.0674 | 1.0608 | 1.0567 | 1.0498 | 1.0399 | 1.0278 | 1.0191 | 1.013 | 1.0053 | 0.99712 | 0.99009 | 0.98343
(R) ESTAR HP Pt. FS (NG Heat, No Cool) | Efficient uncompeted | New England, Mid Atlantic, East North Central, West North Central, South Atlantic, East South Central, West South Central, Mountain, Pacific | Residential (New), Residential (Existing) | Heating (Equip.), Cooling (Equip.) | 999 | 999 | 102.2002 | 2101.2303 | 1.1788 | 1.2114 | 1.2507 | 1.2996 | 1.3567 | 1.4114 | 1.4676 | 1.5067 | 1.5509 | 1.5816 | 1.6166 | 1.6598 | 1.6931 | 1.7221 | 1.7622 | 1.7996 | 1.84 | 1.8735 | 1.9081 | 1.9461 | 1.9596 | 1.9508 | 1.9446 | 1.9477 | 1.9484
(R) ESTAR HP Pt. FS (NG Heat, No Cool) | Baseline competed | New England, Mid Atlantic, East North Central, West North Central, South Atlantic, East South Central, West South Central, Mountain, Pacific | Residential (New), Residential (Existing) | Heating (Equip.), Cooling (Equip.) | 999 | 999 | 102.2002 | 2101.2303 | 0.013224 | 0.013052 | 0.013099 | 0.013236 | 0.013438 | 0.013561 | 0.013806 | 0.01366 | 0.013705 | 0.013539 | 0.013414 | 0.013386 | 0.013033 | 0.012934 | 0.012835 | 0.012768 | 0.012666 | 0.012528 | 0.012363 | 0.012236 | 0.012134 | 0.012009 | 0.011878 | 0.011757 | 0.011641
(R) ESTAR HP Pt. FS (NG Heat, No Cool) | Efficient competed | New England, Mid Atlantic, East North Central, West North Central, South Atlantic, East South Central, West South Central, Mountain, Pacific | Residential (New), Residential (Existing) | Heating (Equip.), Cooling (Equip.) | 999 | 999 | 102.2002 | 2101.2303 | 0.013571 | 0.013705 | 0.013992 | 0.014418 | 0.014907 | 0.015333 | 0.015802 | 0.015892 | 0.016055 | 0.016069 | 0.016126 | 0.016267 | 0.016263 | 0.016281 | 0.01638 | 0.016453 | 0.01653 | 0.01655 | 0.016574 | 0.016622 | 0.016591 | 0.016456 | 0.016309 | 0.016191 | 0.016019
(R) ESTAR HP Pt. FS (Other Fossil Furnace) | Baseline uncompeted | New England, Mid Atlantic, East North Central, West North Central, South Atlantic, East South Central, West South Central, Mountain, Pacific | Residential (New), Residential (Existing) | Heating (Equip.), Cooling (Equip.) | -9.741 | 37.4915 | 34.5136 | 459.8213 | 6.7192 | 6.6057 | 6.6272 | 6.6944 | 6.8131 | 6.8683 | 6.8972 | 6.925 | 6.9575 | 6.9308 | 6.9479 | 6.9954 | 7.0122 | 7.0182 | 7.0364 | 7.0397 | 7.0414 | 7.0351 | 7.0296 | 7.0482 | 7.0745 | 7.0874 | 7.089 | 7.0928 | 7.098
(R) ESTAR HP Pt. FS (Other Fossil Furnace) | Efficient uncompeted | New England, Mid Atlantic, East North Central, West North Central, South Atlantic, East South Central, West South Central, Mountain, Pacific | Residential (New), Residential (Existing) | Heating (Equip.), Cooling (Equip.) | -9.741 | 37.4915 | 34.5136 | 459.8213 | 6.7039 | 6.4444 | 6.428 | 6.4613 | 6.5302 | 6.552 | 6.5354 | 6.5105 | 6.4831 | 6.4104 | 6.3848 | 6.3813 | 6.3809 | 6.3315 | 6.3028 | 6.2561 | 6.2372 | 6.2008 | 6.1676 | 6.1442 | 6.1151 | 6.0977 | 6.0677 | 6.0733 | 6.0668
(R) ESTAR HP Pt. FS (Other Fossil Furnace) | Baseline competed | New England, Mid Atlantic, East North Central, West North Central, South Atlantic, East South Central, West South Central, Mountain, Pacific | Residential (New), Residential (Existing) | Heating (Equip.), Cooling (Equip.) | -9.741 | 37.4915 | 34.5136 | 459.8213 | 0.2568 | 0.25017 | 0.25777 | 0.26621 | 0.27835 | 0.28681 | 0.29541 | 0.29934 | 0.30312 | 0.3043 | 0.30694 | 0.31075 | 0.31198 | 0.31411 | 0.3164 | 0.31852 | 0.31931 | 0.31954 | 0.31982 | 0.32116 | 0.3228 | 0.32373 | 0.32409 | 0.32389 | 0.32348
(R) ESTAR HP Pt. FS (Other Fossil Furnace) | Efficient competed | New England, Mid Atlantic, East North Central, West North Central, South Atlantic, East South Central, West South Central, Mountain, Pacific | Residential (New), Residential (Existing) | Heating (Equip.), Cooling (Equip.) | -9.741 | 37.4915 | 34.5136 | 459.8213 | 0.25765 | 0.2461 | 0.25333 | 0.26149 | 0.27225 | 0.28007 | 0.28703 | 0.28923 | 0.29083 | 0.29054 | 0.29195 | 0.29421 | 0.29598 | 0.29616 | 0.2972 | 0.29764 | 0.29835 | 0.29814 | 0.29814 | 0.29856 | 0.29847 | 0.29905 | 0.29883 | 0.29916 | 0.29835
(R) ESTAR HP Pt. FS (Other Fossil Heat, No Cool) | Baseline uncompeted | New England, Mid Atlantic, East North Central, West North Central, South Atlantic, East South Central, West South Central, Mountain, Pacific | Residential (New), Residential (Existing) | Heating (Equip.), Cooling (Equip.) | -14.933 | 69.0628 | 45.3933 | 603.0604 | 0.84606 | 0.81908 | 0.82333 | 0.82878 | 0.84428 | 0.84629 | 0.8509 | 0.8553 | 0.85797 | 0.85247 | 0.85087 | 0.853 | 0.84804 | 0.8469 | 0.84586 | 0.8445 | 0.83872 | 0.8327 | 0.82745 | 0.82576 | 0.82461 | 0.82096 | 0.81663 | 0.81115 | 0.80683
(R) ESTAR HP Pt. FS (Other Fossil Heat, No Cool) | Efficient uncompeted | New England, Mid Atlantic, East North Central, West North Central, South Atlantic, East South Central, West South Central, Mountain, Pacific | Residential (New), Residential (Existing) | Heating (Equip.), Cooling (Equip.) | -14.933 | 69.0628 | 45.3933 | 603.0604 | 0.84612 | 0.79981 | 0.80038 | 0.80274 | 0.81323 | 0.81218 | 0.81286 | 0.81219 | 0.80829 | 0.7985 | 0.7929 | 0.79013 | 0.78458 | 0.77822 | 0.77345 | 0.76803 | 0.7632 | 0.75615 | 0.75018 | 0.7455 | 0.73976 | 0.73492 | 0.72914 | 0.72607 | 0.72237
(R) ESTAR HP Pt. FS (Other Fossil Heat, No Cool) | Baseline competed | New England, Mid Atlantic, East North Central, West North Central, South Atlantic, East South Central, West South Central, Mountain, Pacific | Residential (New), Residential (Existing) | Heating (Equip.), Cooling (Equip.) | -14.933 | 69.0628 | 45.3933 | 603.0604 | 0.013736 | 0.013136 | 0.013469 | 0.013867 | 0.014478 | 0.014889 | 0.015319 | 0.015429 | 0.015535 | 0.015505 | 0.015541 | 0.015638 | 0.015578 | 0.015604 | 0.015627 | 0.015651 | 0.015574 | 0.015475 | 0.015379 | 0.015341 | 0.015327 | 0.015259 | 0.015169 | 0.015052 | 0.014966
(R) ESTAR HP Pt. FS (Other Fossil Heat, No Cool) | Efficient competed | New England, Mid Atlantic, East North Central, West North Central, South Atlantic, East South Central, West South Central, Mountain, Pacific | Residential (New), Residential (Existing) | Heating (Equip.), Cooling (Equip.) | -14.933 | 69.0628 | 45.3933 | 603.0604 | 0.013677 | 0.012617 | 0.012838 | 0.013111 | 0.013557 | 0.01382 | 0.014086 | 0.014034 | 0.01395 | 0.013768 | 0.013648 | 0.013575 | 0.013412 | 0.01327 | 0.013145 | 0.01301 | 0.012842 | 0.012634 | 0.012435 | 0.012264 | 0.012091 | 0.01191 | 0.011716 | 0.011599 | 0.011505
(R) ESTAR HP TS (Resist.) | Baseline uncompeted | New England, Mid Atlantic, East North Central, West North Central, South Atlantic, East South Central, West South Central, Mountain, Pacific | Residential (New), Residential (Existing) | Heating (Equip.), Cooling (Equip.) | -5.8315 | 25.0832 | 148.9998 | 2088.3059 | 10.3333 | 10.3309 | 10.2358 | 10.4446 | 10.6034 | 10.9202 | 10.945 | 10.926 | 10.9931 | 10.9996 | 11.1243 | 11.2739 | 11.507 | 11.5254 | 11.5968 | 11.5658 | 11.7017 | 11.7927 | 11.8621 | 11.9423 | 12.0455 | 12.1635 | 12.2393 | 12.3623 | 12.4537
(R) ESTAR HP TS (Resist.) | Efficient uncompeted | New England, Mid Atlantic, East North Central, West North Central, South Atlantic, East South Central, West South Central, Mountain, Pacific | Residential (New), Residential (Existing) | Heating (Equip.), Cooling (Equip.) | -5.8315 | 25.0832 | 148.9998 | 2088.3059 | 10.1479 | 9.9641 | 9.6983 | 9.7238 | 9.703 | 9.8249 | 9.6854 | 9.5134 | 9.4229 | 9.2853 | 9.2515 | 9.243 | 9.3012 | 9.1882 | 9.1255 | 8.9934 | 8.9934 | 8.9615 | 8.9196 | 8.8924 | 8.8893 | 8.9049 | 8.9162 | 9.0309 | 9.1321
(R) ESTAR HP TS (Resist.) | Baseline competed | New England, Mid Atlantic, East North Central, West North Central, South Atlantic, East South Central, West South Central, Mountain, Pacific | Residential (New), Residential (Existing) | Heating (Equip.), Cooling (Equip.) | -5.8315 | 25.0832 | 148.9998 | 2088.3059 | 1.1884 | 1.1849 | 1.1513 | 1.1525 | 1.1773 | 1.2325 | 1.2346 | 1.1904 | 1.1566 | 1.1182 | 1.0937 | 1.0732 | 1.0623 | 1.0319 | 1.0085 | 0.97884 | 0.96419 | 0.94667 | 0.92898 | 0.91349 | 0.89966 | 0.88886 | 0.87152 | 0.85871 | 0.84385
(R) ESTAR HP TS (Resist.) | Efficient competed | New England, Mid Atlantic, East North Central, West North Central, South Atlantic, East South Central, West South Central, Mountain, Pacific | Residential (New), Residential (Existing) | Heating (Equip.), Cooling (Equip.) | -5.8315 | 25.0832 | 148.9998 | 2088.3059 | 1.1675 | 1.1456 | 1.0969 | 1.0825 | 1.089 | 1.1226 | 1.1088 | 1.0564 | 1.0147 | 0.97021 | 0.9391 | 0.91255 | 0.89474 | 0.86123 | 0.83484 | 0.80459 | 0.78727 | 0.7682 | 0.74983 | 0.73382 | 0.71967 | 0.70885 | 0.69504 | 0.68868 | 0.6809
(R) ESTAR HPWH TS | Baseline uncompeted | New England, Mid Atlantic, East North Central, West North Central, South Atlantic, East South Central, West South Central, Mountain, Pacific | Residential (New), Residential (Existing) | Water Heating | 10.3546 | 7.4546 | 42.2519 | 578.449 | 8.4945 | 8.2394 | 7.9709 | 7.7467 | 7.4455 | 7.2157 | 6.8476 | 6.4597 | 6.1391 | 5.8179 | 5.5898 | 5.4021 | 5.2635 | 5.089 | 4.9686 | 4.838 | 4.7954 | 4.7657 | 4.7266 | 4.6866 | 4.6604 | 4.6415 | 4.6044 | 4.5911 | 4.5707
(R) ESTAR HPWH TS | Efficient uncompeted | New England, Mid Atlantic, East North Central, West North Central, South Atlantic, East South Central, West South Central, Mountain, Pacific | Residential (New), Residential (Existing) | Water Heating | 10.3546 | 7.4546 | 42.2519 | 578.449 | 7.9544 | 7.1988 | 6.475 | 5.8354 | 5.1808 | 4.6146 | 4.0038 | 3.4312 | 2.939 | 2.4866 | 2.1086 | 1.7851 | 1.5113 | 1.4212 | 1.3867 | 1.3501 | 1.338 | 1.3295 | 1.3184 | 1.307 | 1.2995 | 1.2942 | 1.2838 | 1.2801 | 1.2744
(R) ESTAR HPWH TS | Baseline competed | New England, Mid Atlantic, East North Central, West North Central, South Atlantic, East South Central, West South Central, Mountain, Pacific | Residential (New), Residential (Existing) | Water Heating | 10.3546 | 7.4546 | 42.2519 | 578.449 | 7.3462 | 7.1171 | 6.8688 | 6.6385 | 6.3368 | 6.0935 | 5.729 | 5.3057 | 4.9458 | 4.5934 | 4.3239 | 4.0945 | 3.9147 | 3.7003 | 3.5337 | 3.3672 | 3.2692 | 3.1858 | 3.1009 | 3.0196 | 2.9514 | 2.8916 | 2.8236 | 2.7736 | 2.7221
(R) ESTAR HPWH TS | Efficient competed | New England, Mid Atlantic, East North Central, West North Central, South Atlantic, East South Central, West South Central, Mountain, Pacific | Residential (New), Residential (Existing) | Water Heating | 10.3546 | 7.4546 | 42.2519 | 578.449 | 6.8791 | 6.2189 | 5.5813 | 5.0038 | 4.4137 | 3.9019 | 3.3549 | 2.8235 | 2.3726 | 1.9671 | 1.6338 | 1.3546 | 1.1246 | 1.0338 | 0.98659 | 0.93995 | 0.91243 | 0.88897 | 0.86508 | 0.84224 | 0.82303 | 0.80628 | 0.78733 | 0.77338 | 0.75901
(R) Induction Range FS | Baseline uncompeted | New England, Mid Atlantic, East North Central, West North Central, South Atlantic, East South Central, West South Central, Mountain, Pacific | Residential (New), Residential (Existing) | Cooking | -21.265 | 999 | 203.6244 | 3907.8862 | 0.57765 | 0.56643 | 0.56554 | 0.56979 | 0.5793 | 0.58694 | 0.60048 | 0.60309 | 0.61521 | 0.61647 | 0.61863 | 0.62519 | 0.61527 | 0.61725 | 0.62067 | 0.62729 | 0.63267 | 0.63592 | 0.63753 | 0.64064 | 0.64547 | 0.64943 | 0.65301 | 0.65742 | 0.6622
(R) Induction Range FS | Efficient uncompeted | New England, Mid Atlantic, East North Central, West North Central, South Atlantic, East South Central, West South Central, Mountain, Pacific | Residential (New), Residential (Existing) | Cooking | -21.265 | 999 | 203.6244 | 3907.8862 | 0.56132 | 0.53446 | 0.51525 | 0.50255 | 0.4935 | 0.48387 | 0.47446 | 0.4588 | 0.44672 | 0.42987 | 0.41456 | 0.40125 | 0.38798 | 0.37042 | 0.36455 | 0.36545 | 0.36954 | 0.37226 | 0.3752 | 0.37818 | 0.3808 | 0.38483 | 0.38808 | 0.39273 | 0.39532
(R) Induction Range FS | Baseline competed | New England, Mid Atlantic, East North Central, West North Central, South Atlantic, East South Central, West South Central, Mountain, Pacific | Residential (New), Residential (Existing) | Cooking | -21.265 | 999 | 203.6244 | 3907.8862 | 0.00011554 | 0.00011382 | 0.00011481 | 0.00011725 | 0.00012122 | 0.00012519 | 0.00013098 | 0.00013482 | 0.00014127 | 0.00014562 | 0.00015047 | 0.0001567 | 0.00015877 | 0.00016408 | 0.00017052 | 0.00017805 | 0.00018534 | 0.00019209 | 0.00019838 | 0.00020521 | 0.00021273 | 0.00022005 | 0.00022733 | 0.00023497 | 0.00024291
(R) Induction Range FS | Efficient competed | New England, Mid Atlantic, East North Central, West North Central, South Atlantic, East South Central, West South Central, Mountain, Pacific | Residential (New), Residential (Existing) | Cooking | -21.265 | 999 | 203.6244 | 3907.8862 | 0.00011227 | 0.00010737 | 0.00010454 | 0.00010332 | 0.00010314 | 0.00010305 | 0.0001033 | 0.00010237 | 0.00010238 | 0.00010135 | 0.00010067 | 0.00010043 | 0.00010002 | 9.8401e-05 | 0.00010008 | 0.00010364 | 0.00010815 | 0.00011233 | 0.00011663 | 0.00012101 | 0.00012537 | 0.00013026 | 0.00013496 | 0.00014022 | 0.00014487
(R) Induction Range TS | Baseline uncompeted | New England, Mid Atlantic, East North Central, West North Central, South Atlantic, East South Central, West South Central, Mountain, Pacific | Residential (New), Residential (Existing) | Cooking | -19.9329 | 999 | 1216.2467 | 17459.7429 | 1.5458 | 1.537 | 1.5179 | 1.5514 | 1.5895 | 1.6504 | 1.6813 | 1.6993 | 1.7197 | 1.7316 | 1.7583 | 1.7911 | 1.8304 | 1.843 | 1.8634 | 1.8674 | 1.8872 | 1.8981 | 1.9067 | 1.9145 | 1.9265 | 1.942 | 1.9502 | 1.9667 | 1.977
(R) Induction Range TS | Efficient uncompeted | New England, Mid Atlantic, East North Central, West North Central, South Atlantic, East South Central, West South Central, Mountain, Pacific | Residential (New), Residential (Existing) | Cooking | -19.9329 | 999 | 1216.2467 | 17459.7429 | 1.5218 | 1.4898 | 1.4485 | 1.4578 | 1.4707 | 1.5037 | 1.5086 | 1.5017 | 1.4969 | 1.4845 | 1.4848 | 1.4897 | 1.4995 | 1.4871 | 1.4815 | 1.4638 | 1.4694 | 1.4776 | 1.4842 | 1.4903 | 1.4997 | 1.5118 | 1.5181 | 1.531 | 1.5389
(R) Induction Range TS | Baseline competed | New England, Mid Atlantic, East North Central, West North Central, South Atlantic, East South Central, West South Central, Mountain, Pacific | Residential (New), Residential (Existing) | Cooking | -19.9329 | 999 | 1216.2467 | 17459.7429 | 0.24729 | 0.24612 | 0.24347 | 0.2495 | 0.25651 | 0.2675 | 0.27388 | 0.27834 | 0.28335 | 0.28708 | 0.29343 | 0.30094 | 0.30971 | 0.31405 | 0.31978 | 0.32267 | 0.32873 | 0.33328 | 0.3374 | 0.3414 | 0.34617 | 0.35159 | 0.35569 | 0.36135 | 0.36587
(R) Induction Range TS | Efficient competed | New England, Mid Atlantic, East North Central, West North Central, South Atlantic, East South Central, West South Central, Mountain, Pacific | Residential (New), Residential (Existing) | Cooking | -19.9329 | 999 | 1216.2467 | 17459.7429 | 0.24346 | 0.23855 | 0.23233 | 0.23441 | 0.2373 | 0.24367 | 0.24568 | 0.2459 | 0.24656 | 0.24606 | 0.24772 | 0.25024 | 0.25367 | 0.25337 | 0.25423 | 0.25293 | 0.25596 | 0.25944 | 0.26265 | 0.26575 | 0.26947 | 0.27369 | 0.27688 | 0.28128 | 0.2848
(R) Min. Efficiency ASHP FS (NG Furnace) | Baseline uncompeted | New England, Mid Atlantic, East North Central, West North Central, South Atlantic, East South Central, West South Central, Mountain, Pacific | Residential (New), Residential (Existing) | Heating (Equip.), Cooling (Equip.) | 999 | 999 | 35.5652 | 737.7746 | 19.9953 | 19.9923 | 19.9038 | 20.1166 | 20.3568 | 20.7093 | 20.8893 | 20.8501 | 21.0562 | 21.0268 | 21.1333 | 21.3461 | 21.3666 | 21.3752 | 21.4604 | 21.5 | 21.675 | 21.7751 | 21.83 | 21.9258 | 22.0814 | 22.2314 | 22.3305 | 22.4959 | 22.633
(R) Min. Efficiency ASHP FS (NG Furnace) | Efficient uncompeted | New England, Mid Atlantic, East North Central, West North Central, South Atlantic, East South Central, West South Central, Mountain, Pacific | Residential (New), Residential (Existing) | Heating (Equip.), Cooling (Equip.) | 999 | 999 | 35.5652 | 737.7746 | 20.3981 | 20.7753 | 20.9698 | 21.5238 | 22.0925 | 22.8083 | 23.2433 | 23.4792 | 23.8235 | 23.991 | 24.3325 | 24.7501 | 25.2442 | 25.4254 | 25.7548 | 25.9531 | 26.36 | 26.6625 | 26.9611 | 27.2786 | 27.4955 | 27.6539 | 27.7365 | 27.9111 | 27.9746
(R) Min. Efficiency ASHP FS (NG Furnace) | Baseline competed | New England, Mid Atlantic, East North Central, West North Central, South Atlantic, East South Central, West South Central, Mountain, Pacific | Residential (New), Residential (Existing) | Heating (Equip.), Cooling (Equip.) | 999 | 999 | 35.5652 | 737.7746 | 0.16984 | 0.17999 | 0.18997 | 0.2007 | 0.21187 | 0.22203 | 0.23278 | 0.24072 | 0.25167 | 0.25539 | 0.26037 | 0.26681 | 0.26894 | 0.27263 | 0.27707 | 0.28164 | 0.2867 | 0.29058 | 0.29395 | 0.29784 | 0.30215 | 0.30673 | 0.31065 | 0.31516 | 0.31901
(R) Min. Efficiency ASHP FS (NG Furnace) | Efficient competed | New England, Mid Atlantic, East North Central, West North Central, South Atlantic, East South Central, West South Central, Mountain, Pacific | Residential (New), Residential (Existing) | Heating (Equip.), Cooling (Equip.) | 999 | 999 | 35.5652 | 737.7746 | 0.17774 | 0.19537 | 0.21134 | 0.22924 | 0.24754 | 0.26559 | 0.28245 | 0.29711 | 0.3126 | 0.32122 | 0.33192 | 0.34367 | 0.35608 | 0.36445 | 0.37501 | 0.3841 | 0.39525 | 0.40465 | 0.41436 | 0.42423 | 0.43118 | 0.43688 | 0.44137 | 0.44701 | 0.45025
(R) Ref. Case ASHP | Baseline uncompeted | New England, Mid Atlantic, East North Central, West North Central, South Atlantic, East South Central, West South Central, Mountain, Pacific | Residential (New), Residential (Existing) | Heating (Equip.), Cooling (Equip.) | 999 | 999 | 999 | 999 | 4.938 | 4.9435 | 4.9475 | 5.0643 | 5.1676 | 5.3663 | 5.4283 | 5.4348 | 5.4865 | 5.5007 | 5.5896 | 5.6947 | 5.8103 | 5.8731 | 5.9456 | 5.9602 | 6.0567 | 6.1209 | 6.1598 | 6.1962 | 6.2707 | 6.3467 | 6.382 | 6.4614 | 6.5349
(R) Ref. Case ASHP | Efficient uncompeted | New England, Mid Atlantic, East North Central, West North Central, South Atlantic, East South Central, West South Central, Mountain, Pacific | Residential (New), Residential (Existing) | Heating (Equip.), Cooling (Equip.) | 999 | 999 | 999 | 999 | 4.9608 | 4.9884 | 5.0139 | 5.1534 | 5.2795 | 5.5037 | 5.5879 | 5.6148 | 5.6881 | 5.7222 | 5.8339 | 5.9628 | 6.1029 | 6.1867 | 6.2805 | 6.3095 | 6.4173 | 6.4867 | 6.5287 | 6.568 | 6.6479 | 6.729 | 6.7669 | 6.8516 | 6.9302
(R) Ref. Case ASHP | Baseline competed | New England, Mid Atlantic, East North Central, West North Central, South Atlantic, East South Central, West South Central, Mountain, Pacific | Residential (New), Residential (Existing) | Heating (Equip.), Cooling (Equip.) | 999 | 999 | 999 | 999 | 4.938 | 4.9435 | 4.9475 | 5.0643 | 5.1676 | 5.3663 | 5.4283 | 5.4348 | 5.4865 | 5.3683 | 5.3322 | 5.3188 | 5.3198 | 5.2799 | 5.2592 | 5.1602 | 5.1394 | 5.0983 | 5.0427 | 4.991 | 4.9769 | 4.968 | 4.9302 | 4.9322 | 4.9336
(R) Ref. Case ASHP | Efficient competed | New England, Mid Atlantic, East North Central, West North Central, South Atlantic, East South Central, West South Central, Mountain, Pacific | Residential (New), Residential (Existing) | Heating (Equip.), Cooling (Equip.) | 999 | 999 | 999 | 999 | 4.9608 | 4.9884 | 5.0139 | 5.1534 | 5.2795 | 5.5037 | 5.5879 | 5.6148 | 5.6881 | 5.5842 | 5.5651 | 5.5693 | 5.5884 | 5.5632 | 5.5578 | 5.4661 | 5.4496 | 5.4075 | 5.3495 | 5.2956 | 5.2816 | 5.2729 | 5.2334 | 5.2361 | 5.2382
(R) Ref. Case Bio or No Heat & AC | Baseline uncompeted | New England, Mid Atlantic, East North Central, West North Central, South Atlantic, East South Central, West South Central, Mountain, Pacific | Residential (New), Residential (Existing) | Heating (Equip.), Cooling (Equip.) | 999 | 0 | 999 | 999 | 3.3522 | 3.2471 | 3.2351 | 3.2971 | 3.3945 | 3.485 | 3.5422 | 3.5807 | 3.6321 | 3.6442 | 3.6684 | 3.7057 | 3.7242 | 3.7361 | 3.7473 | 3.7504 | 3.7556 | 3.7487 | 3.7402 | 3.7473 | 3.7652 | 3.7763 | 3.7781 | 3.784 | 3.792
(R) Ref. Case Bio or No Heat & AC | Efficient uncompeted | New England, Mid Atlantic, East North Central, West North Central, South Atlantic, East South Central, West South Central, Mountain, Pacific | Residential (New), Residential (Existing) | Heating (Equip.), Cooling (Equip.) | 999 | 0 | 999 | 999 | 3.3522 | 3.2471 | 3.2351 | 3.2971 | 3.3945 | 3.485 | 3.5422 | 3.5807 | 3.6321 | 3.6442 | 3.6684 | 3.7057 | 3.7242 | 3.7361 | 3.7473 | 3.7504 | 3.7556 | 3.7487 | 3.7402 | 3.7473 | 3.7652 | 3.7763 | 3.7781 | 3.784 | 3.792
(R) Ref. Case Bio or No Heat & AC | Baseline competed | New England, Mid Atlantic, East North Central, West North Central, South Atlantic, East South Central, West South Central, Mountain, Pacific | Residential (New), Residential (Existing) | Heating (Equip.), Cooling (Equip.) | 999 | 0 | 999 | 999 | 3.3522 | 3.2471 | 3.2351 | 3.2971 | 3.3945 | 3.485 | 3.5422 | 3.5807 | 3.6321 | 3.6442 | 3.6684 | 3.7057 | 3.7242 | 3.7361 | 3.7473 | 3.7504 | 3.7556 | 3.7487 | 3.7402 | 3.7473 | 3.7652 | 3.7763 | 3.7781 | 3.784 | 3.792
(R) Ref. Case Bio or No Heat & AC | Efficient competed | New England, Mid Atlantic, East North Central, West North Central, South Atlantic, East South Central, West South Central, Mountain, Pacific | Residential (New), Residential (Existing) | Heating (Equip.), Cooling (Equip.) | 999 | 0 | 999 | 999 | 3.3522 | 3.2471 | 3.2351 | 3.2971 | 3.3945 | 3.485 | 3.5422 | 3.5807 | 3.6321 | 3.6442 | 3.6684 | 3.7057 | 3.7242 | 3.7361 | 3.7473 | 3.7504 | 3.7556 | 3.7487 | 3.7402 | 3.7473 | 3.7652 | 3.7763 | 3.7781 | 3.784 | 3.792
(R) Ref. Case Clothes Washer | Baseline uncompeted | New England, Mid Atlantic, East North Central, West North Central, South Atlantic, East South Central, West South Central, Mountain, Pacific | Residential (New), Residential (Existing) | Other | 999 | 0 | 999 | 999 | 0.99421 | 0.95085 | 0.89688 | 0.87571 | 0.85173 | 0.83553 | 0.80024 | 0.76582 | 0.7383 | 0.71241 | 0.6968 | 0.68941 | 0.69138 | 0.68916 | 0.69163 | 0.68959 | 0.69423 | 0.69647 | 0.69856 | 0.70114 | 0.70529 | 0.71103 | 0.71489 | 0.72176 | 0.7264
(R) Ref. Case Clothes Washer | Efficient uncompeted | New England, Mid Atlantic, East North Central, West North Central, South Atlantic, East South Central, West South Central, Mountain, Pacific | Residential (New), Residential (Existing) | Other | 999 | 0 | 999 | 999 | 0.99421 | 0.95085 | 0.89688 | 0.87571 | 0.85173 | 0.83553 | 0.80024 | 0.76582 | 0.7383 | 0.71241 | 0.6968 | 0.68941 | 0.69138 | 0.68916 | 0.69163 | 0.68959 | 0.69423 | 0.69647 | 0.69856 | 0.70114 | 0.70529 | 0.71103 | 0.71489 | 0.72176 | 0.7264
(R) Ref. Case Clothes Washer | Baseline competed | New England, Mid Atlantic, East North Central, West North Central, South Atlantic, East South Central, West South Central, Mountain, Pacific | Residential (New), Residential (Existing) | Other | 999 | 0 | 999 | 999 | 0.55135 | 0.5274 | 0.49808 | 0.48691 | 0.47414 | 0.46566 | 0.44651 | 0.4278 | 0.4129 | 0.39887 | 0.39055 | 0.38682 | 0.3883 | 0.38739 | 0.38908 | 0.38821 | 0.39107 | 0.39256 | 0.39395 | 0.39559 | 0.3981 | 0.40148 | 0.4038 | 0.4078 | 0.41053
(R) Ref. Case Clothes Washer | Efficient competed | New England, Mid Atlantic, East North Central, West North Central, South Atlantic, East South Central, West South Central, Mountain, Pacific | Residential (New), Residential (Existing) | Other | 999 | 0 | 999 | 999 | 0.55135 | 0.5274 | 0.49808 | 0.48691 | 0.47414 | 0.46566 | 0.44651 | 0.4278 | 0.4129 | 0.39887 | 0.39055 | 0.38682 | 0.3883 | 0.38739 | 0.38908 | 0.38821 | 0.39107 | 0.39256 | 0.39395 | 0.39559 | 0.3981 | 0.40148 | 0.4038 | 0.4078 | 0.41053
(R) Ref. Case Dishwasher | Baseline uncompeted | New England, Mid Atlantic, East North Central, West North Central, South Atlantic, East South Central, West South Central, Mountain, Pacific | Residential (New), Residential (Existing) | Other | 999 | 0 | 999 | 999 | 0.96847 | 0.9568 | 0.93358 | 0.94369 | 0.95571 | 0.97773 | 0.98092 | 0.98147 | 0.98626 | 0.98885 | 1.0002 | 1.0177 | 1.0421 | 1.0527 | 1.0711 | 1.083 | 1.1045 | 1.122 | 1.139 | 1.1563 | 1.1755 | 1.1974 | 1.2159 | 1.2395 | 1.2587
(R) Ref. Case Dishwasher | Efficient uncompeted | New England, Mid Atlantic, East North Central, West North Central, South Atlantic, East South Central, West South Central, Mountain, Pacific | Residential (New), Residential (Existing) | Other | 999 | 0 | 999 | 999 | 0.96847 | 0.9568 | 0.93358 | 0.94369 | 0.95571 | 0.97773 | 0.98092 | 0.98147 | 0.98626 | 0.98885 | 1.0002 | 1.0177 | 1.0421 | 1.0527 | 1.0711 | 1.083 | 1.1045 | 1.122 | 1.139 | 1.1563 | 1.1755 | 1.1974 | 1.2159 | 1.2395 | 1.2587
(R) Ref. Case Dishwasher | Baseline competed | New England, Mid Atlantic, East North Central, West North Central, South Atlantic, East South Central, West South Central, Mountain, Pacific | Residential (New), Residential (Existing) | Other | 999 | 0 | 999 | 999 | 0.48423 | 0.4784 | 0.46679 | 0.47185 | 0.47785 | 0.48887 | 0.49046 | 0.49073 | 0.49313 | 0.49442 | 0.50011 | 0.50884 | 0.52104 | 0.52633 | 0.53553 | 0.54151 | 0.55227 | 0.56099 | 0.56949 | 0.57815 | 0.58774 | 0.59869 | 0.60796 | 0.61974 | 0.62937
(R) Ref. Case Dishwasher | Efficient competed | New England, Mid Atlantic, East North Central, West North Central, South Atlantic, East South Central, West South Central, Mountain, Pacific | Residential (New), Residential (Existing) | Other | 999 | 0 | 999 | 999 | 0.48423 | 0.4784 | 0.46679 | 0.47185 | 0.47785 | 0.48887 | 0.49046 | 0.49073 | 0.49313 | 0.49442 | 0.50011 | 0.50884 | 0.52104 | 0.52633 | 0.53553 | 0.54151 | 0.55227 | 0.56099 | 0.56949 | 0.57815 | 0.58774 | 0.59869 | 0.60796 | 0.61974 | 0.62937
(R) Ref. Case Electric Dryer | Baseline uncompeted | New England, Mid Atlantic, East North Central, West North Central, South Atlantic, East South Central, West South Central, Mountain, Pacific | Residential (New), Residential (Existing) | Other | 999 | 0 | 999 | 999 | 4.0596 | 4.0095 | 3.9422 | 3.9885 | 4.02 | 4.0875 | 4.0587 | 4.0151 | 4.0034 | 3.9841 | 4.0141 | 4.062 | 4.1351 | 4.1627 | 4.2217 | 4.2584 | 4.3407 | 4.405 | 4.4621 | 4.5188 | 4.5862 | 4.6577 | 4.7109 | 4.7819 | 4.8417
(R) Ref. Case Electric Dryer | Efficient uncompeted | New England, Mid Atlantic, East North Central, West North Central, South Atlantic, East South Central, West South Central, Mountain, Pacific | Residential (New), Residential (Existing) | Other | 999 | 0 | 999 | 999 | 4.0596 | 4.0095 | 3.9422 | 3.9885 | 4.02 | 4.0875 | 4.0587 | 4.0151 | 4.0034 | 3.9841 | 4.0141 | 4.062 | 4.1351 | 4.1627 | 4.2217 | 4.2584 | 4.3407 | 4.405 | 4.4621 | 4.5188 | 4.5862 | 4.6577 | 4.7109 | 4.7819 | 4.8417
(R) Ref. Case Electric Dryer | Baseline competed | New England, Mid Atlantic, East North Central, West North Central, South Atlantic, East South Central, West South Central, Mountain, Pacific | Residential (New), Residential (Existing) | Other | 999 | 0 | 999 | 999 | 0.039423 | 0.040105 | 0.036042 | 0.033334 | 0.030724 | 0.02857 | 0.025954 | 0.023501 | 0.021456 | 0.019563 | 0.018066 | 0.016766 | 0.015667 | 0.014427 | 0.013393 | 0.01238 | 0.011565 | 0.010761 | 0.0099987 | 0.0092897 | 0.0086493 | 0.0080615 | 0.0074854 | 0.0069767 | 0.0064864
(R) Ref. Case Electric Dryer | Efficient competed | New England, Mid Atlantic, East North Central, West North Central, South Atlantic, East South Central, West South Central, Mountain, Pacific | Residential (New), Residential (Existing) | Other | 999 | 0 | 999 | 999 | 0.039423 | 0.040105 | 0.036042 | 0.033334 | 0.030724 | 0.02857 | 0.025954 | 0.023501 | 0.021456 | 0.019563 | 0.018066 | 0.016766 | 0.015667 | 0.014427 | 0.013393 | 0.01238 | 0.011565 | 0.010761 | 0.0099987 | 0.0092897 | 0.0086493 | 0.0080615 | 0.0074854 | 0.0069767 | 0.0064864
(R) Ref. Case Electric Other | Baseline uncompeted | New England, Mid Atlantic, East North Central, West North Central, South Atlantic, East South Central, West South Central, Mountain, Pacific | Residential (New), Residential (Existing) | Other | 999 | 0 | 999 | 999 | 43.3948 | 38.994 | 38.7092 | 39.7288 | 40.7967 | 42.304 | 43.0319 | 43.6206 | 44.4356 | 45.0829 | 46.0205 | 47.1321 | 48.3866 | 48.9258 | 49.6817 | 50.1711 | 51.1442 | 51.9368 | 52.7025 | 53.3687 | 54.2604 | 55.237 | 56.0724 | 57.1368 | 58.0548
(R) Ref. Case Electric Other | Efficient uncompeted | New England, Mid Atlantic, East North Central, West North Central, South Atlantic, East South Central, West South Central, Mountain, Pacific | Residential (New), Residential (Existing) | Other | 999 | 0 | 999 | 999 | 43.3948 | 38.994 | 38.7092 | 39.7288 | 40.7967 | 42.304 | 43.0319 | 43.6206 | 44.4356 | 45.0829 | 46.0205 | 47.1321 | 48.3866 | 48.9258 | 49.6817 | 50.1711 | 51.1442 | 51.9368 | 52.7025 | 53.3687 | 54.2604 | 55.237 | 56.0724 | 57.1368 | 58.0548
(R) Ref. Case Electric Other | Baseline competed | New England, Mid Atlantic, East North Central, West North Central, South Atlantic, East South Central, West South Central, Mountain, Pacific | Residential (New), Residential (Existing) | Other | 999 | 0 | 999 | 999 | 43.3948 | 38.994 | 38.7092 | 39.7288 | 40.7967 | 42.304 | 43.0319 | 43.6206 | 44.4356 | 45.0829 | 46.0205 | 47.1321 | 48.3866 | 48.9258 | 49.6817 | 50.1711 | 51.1442 | 51.9368 | 52.7025 | 53.3687 | 54.2604 | 55.237 | 56.0724 | 57.1368 | 58.0548
(R) Ref. Case Electric Other | Efficient competed | New England, Mid Atlantic, East North Central, West North Central, South Atlantic, East South Central, West South Central, Mountain, Pacific | Residential (New), Residential (Existing) | Other | 999 | 0 | 999 | 999 | 43.3948 | 38.994 | 38.7092 | 39.7288 | 40.7967 | 42.304 | 43.0319 | 43.6206 | 44.4356 | 45.0829 | 46.0205 | 47.1321 | 48.3866 | 48.9258 | 49.6817 | 50.1711 | 51.1442 | 51.9368 | 52.7025 | 53.3687 | 54.2604 | 55.237 | 56.0724 | 57.1368 | 58.0548
(R) Ref. Case Electric Range | Baseline uncompeted | New England, Mid Atlantic, East North Central, West North Central, South Atlantic, East South Central, West South Central, Mountain, Pacific | Residential (New), Residential (Existing) | Cooking | 999 | 0 | 999 | 999 | 1.5458 | 1.537 | 1.5179 | 1.5514 | 1.5895 | 1.6504 | 1.6813 | 1.6993 | 1.7197 | 1.7316 | 1.7583 | 1.7911 | 1.8304 | 1.843 | 1.8634 | 1.8674 | 1.8872 | 1.8981 | 1.9067 | 1.9145 | 1.9265 | 1.942 | 1.9502 | 1.9667 | 1.977
(R) Ref. Case Electric Range | Efficient uncompeted | New England, Mid Atlantic, East North Central, West North Central, South Atlantic, East South Central, West South Central, Mountain, Pacific | Residential (New), Residential (Existing) | Cooking | 999 | 0 | 999 | 999 | 1.5458 | 1.537 | 1.5179 | 1.5514 | 1.5895 | 1.6504 | 1.6813 | 1.6993 | 1.7197 | 1.7316 | 1.7583 | 1.7911 | 1.8304 | 1.843 | 1.8634 | 1.8674 | 1.8872 | 1.8981 | 1.9067 | 1.9145 | 1.9265 | 1.942 | 1.9502 | 1.9667 | 1.977
(R) Ref. Case Electric Range | Baseline competed | New England, Mid Atlantic, East North Central, West North Central, South Atlantic, East South Central, West South Central, Mountain, Pacific | Residential (New), Residential (Existing) | Cooking | 999 | 0 | 999 | 999 | 1.2985 | 1.2909 | 1.2745 | 1.3019 | 1.333 | 1.3829 | 1.4074 | 1.421 | 1.4364 | 1.4445 | 1.4649 | 1.4902 | 1.5207 | 1.5289 | 1.5436 | 1.5447 | 1.5585 | 1.5649 | 1.5693 | 1.5731 | 1.5804 | 1.5905 | 1.5945 | 1.6054 | 1.6111
(R) Ref. Case Electric Range | Efficient competed | New England, Mid Atlantic, East North Central, West North Central, South Atlantic, East South Central, West South Central, Mountain, Pacific | Residential (New), Residential (Existing) | Cooking | 999 | 0 | 999 | 999 | 1.2985 | 1.2909 | 1.2745 | 1.3019 | 1.333 | 1.3829 | 1.4074 | 1.421 | 1.4364 | 1.4445 | 1.4649 | 1.4902 | 1.5207 | 1.5289 | 1.5436 | 1.5447 | 1.5585 | 1.5649 | 1.5693 | 1.5731 | 1.5804 | 1.5905 | 1.5945 | 1.6054 | 1.6111
(R) Ref. Case Electronics | Baseline uncompeted | New England, Mid Atlantic, East North Central, West North Central, South Atlantic, East South Central, West South Central, Mountain, Pacific | Residential (New), Residential (Existing) | Computers and Electronics | 999 | 0 | 999 | 999 | 5.73 | 5.5287 | 5.2898 | 5.2406 | 5.1872 | 5.1725 | 5.0777 | 4.9751 | 4.8938 | 4.8009 | 4.7419 | 4.6965 | 4.6635 | 4.5661 | 4.5137 | 4.4456 | 4.4184 | 4.3806 | 4.3486 | 4.325 | 4.3158 | 4.3208 | 4.3197 | 4.3407 | 4.3514
(R) Ref. Case Electronics | Efficient uncompeted | New England, Mid Atlantic, East North Central, West North Central, South Atlantic, East South Central, West South Central, Mountain, Pacific | Residential (New), Residential (Existing) | Computers and Electronics | 999 | 0 | 999 | 999 | 5.73 | 5.5287 | 5.2898 | 5.2406 | 5.1872 | 5.1725 | 5.0777 | 4.9751 | 4.8938 | 4.8009 | 4.7419 | 4.6965 | 4.6635 | 4.5661 | 4.5137 | 4.4456 | 4.4184 | 4.3806 | 4.3486 | 4.325 | 4.3158 | 4.3208 | 4.3197 | 4.3407 | 4.3514
(R) Ref. Case Electronics | Baseline competed | New England, Mid Atlantic, East North Central, West North Central, South Atlantic, East South Central, West South Central, Mountain, Pacific | Residential (New), Residential (Existing) | Computers and Electronics | 999 | 0 | 999 | 999 | 4.6618 | 4.4903 | 4.2857 | 4.2331 | 4.1752 | 4.1467 | 4.0527 | 3.9517 | 3.8671 | 3.7733 | 3.7066 | 3.6509 | 3.6053 | 3.5112 | 3.453 | 3.3844 | 3.3484 | 3.3063 | 3.2705 | 3.2432 | 3.2288 | 3.226 | 3.2191 | 3.2288 | 3.2311
(R) Ref. Case Electronics | Efficient competed | New England, Mid Atlantic, East North Central, West North Central, South Atlantic, East South Central, West South Central, Mountain, Pacific | Residential (New), Residential (Existing) | Computers and Electronics | 999 | 0 | 999 | 999 | 4.6618 | 4.4903 | 4.2857 | 4.2331 | 4.1752 | 4.1467 | 4.0527 | 3.9517 | 3.8671 | 3.7733 | 3.7066 | 3.6509 | 3.6053 | 3.5112 | 3.453 | 3.3844 | 3.3484 | 3.3063 | 3.2705 | 3.2432 | 3.2288 | 3.226 | 3.2191 | 3.2288 | 3.2311
(R) Ref. Case Fans and Pumps | Baseline uncompeted | New England, Mid Atlantic, East North Central, West North Central, South Atlantic, East South Central, West South Central, Mountain, Pacific | Residential (New), Residential (Existing) | Other | 999 | 0 | 999 | 999 | 5.3449 | 5.3236 | 5.2535 | 5.3523 | 5.448 | 5.6212 | 5.6587 | 5.6663 | 5.6904 | 5.6834 | 5.7266 | 5.7816 | 5.8769 | 5.8636 | 5.8731 | 5.8222 | 5.8384 | 5.8331 | 5.8229 | 5.8243 | 5.8405 | 5.8648 | 5.8713 | 5.9047 | 5.9251
(R) Ref. Case Fans and Pumps | Efficient uncompeted | New England, Mid Atlantic, East North Central, West North Central, South Atlantic, East South Central, West South Central, Mountain, Pacific | Residential (New), Residential (Existing) | Other | 999 | 0 | 999 | 999 | 5.3449 | 5.3236 | 5.2535 | 5.3523 | 5.448 | 5.6212 | 5.6587 | 5.6663 | 5.6904 | 5.6834 | 5.7266 | 5.7816 | 5.8769 | 5.8636 | 5.8731 | 5.8222 | 5.8384 | 5.8331 | 5.8229 | 5.8243 | 5.8405 | 5.8648 | 5.8713 | 5.9047 | 5.9251
(R) Ref. Case Fans and Pumps | Baseline competed | New England, Mid Atlantic, East North Central, West North Central, South Atlantic, East South Central, West South Central, Mountain, Pacific | Residential (New), Residential (Existing) | Other | 999 | 0 | 999 | 999 | 5.3449 | 5.3236 | 5.2535 | 5.3523 | 5.448 | 5.6212 | 5.6587 | 5.6663 | 5.6904 | 5.6834 | 5.7266 | 5.7816 | 5.8769 | 5.8636 | 5.8731 | 5.8222 | 5.8384 | 5.8331 | 5.8229 | 5.8243 | 5.8405 | 5.8648 | 5.8713 | 5.9047 | 5.9251
(R) Ref. Case Fans and Pumps | Efficient competed | New England, Mid Atlantic, East North Central, West North Central, South Atlantic, East South Central, West South Central, Mountain, Pacific | Residential (New), Residential (Existing) | Other | 999 | 0 | 999 | 999 | 5.3449 | 5.3236 | 5.2535 | 5.3523 | 5.448 | 5.6212 | 5.6587 | 5.6663 | 5.6904 | 5.6834 | 5.7266 | 5.7816 | 5.8769 | 5.8636 | 5.8731 | 5.8222 | 5.8384 | 5.8331 | 5.8229 | 5.8243 | 5.8405 | 5.8648 | 5.8713 | 5.9047 | 5.9251
(R) Ref. Case Fossil Other | Baseline uncompeted | New England, Mid Atlantic, East North Central, West North Central, South Atlantic, East South Central, West South Central, Mountain, Pacific | Residential (New), Residential (Existing) | Other | 999 | 0 | 999 | 999 | 5.3123 | 5.2782 | 5.3284 | 5.4148 | 5.556 | 5.6703 | 5.8282 | 5.9058 | 6.0369 | 6.0805 | 6.1414 | 6.2406 | 6.2172 | 6.2829 | 6.3483 | 6.4261 | 6.481 | 6.5194 | 6.5484 | 6.5949 | 6.655 | 6.7026 | 6.7452 | 6.7905 | 6.8416
(R) Ref. Case Fossil Other | Efficient uncompeted | New England, Mid Atlantic, East North Central, West North Central, South Atlantic, East South Central, West South Central, Mountain, Pacific | Residential (New), Residential (Existing) | Other | 999 | 0 | 999 | 999 | 5.3123 | 5.2782 | 5.3284 | 5.4148 | 5.556 | 5.6703 | 5.8282 | 5.9058 | 6.0369 | 6.0805 | 6.1414 | 6.2406 | 6.2172 | 6.2829 | 6.3483 | 6.4261 | 6.481 | 6.5194 | 6.5484 | 6.5949 | 6.655 | 6.7026 | 6.7452 | 6.7905 | 6.8416
(R) Ref. Case Fossil Other | Baseline competed | New England, Mid Atlantic, East North Central, West North Central, South Atlantic, East South Central, West South Central, Mountain, Pacific | Residential (New), Residential (Existing) | Other | 999 | 0 | 999 | 999 | 5.3123 | 5.2782 | 5.3284 | 5.4148 | 5.556 | 5.6703 | 5.8282 | 5.9058 | 6.0369 | 6.0805 | 6.1414 | 6.2406 | 6.2172 | 6.2829 | 6.3483 | 6.4261 | 6.481 | 6.5194 | 6.5484 | 6.5949 | 6.655 | 6.7026 | 6.7452 | 6.7905 | 6.8416
(R) Ref. Case Fossil Other | Efficient competed | New England, Mid Atlantic, East North Central, West North Central, South Atlantic, East South Central, West South Central, Mountain, Pacific | Residential (New), Residential (Existing) | Other | 999 | 0 | 999 | 999 | 5.3123 | 5.2782 | 5.3284 | 5.4148 | 5.556 | 5.6703 | 5.8282 | 5.9058 | 6.0369 | 6.0805 | 6.1414 | 6.2406 | 6.2172 | 6.2829 | 6.3483 | 6.4261 | 6.481 | 6.5194 | 6.5484 | 6.5949 | 6.655 | 6.7026 | 6.7452 | 6.7905 | 6.8416
(R) Ref. Case GSHP | Baseline uncompeted | New England, Mid Atlantic, East North Central, West North Central, South Atlantic, East South Central, West South Central, Mountain, Pacific | Residential (New), Residential (Existing) | Heating (Equip.), Cooling (Equip.) | 999 | 999 | 999 | 999 | 0.3622 | 0.35159 | 0.34554 | 0.34845 | 0.35096 | 0.35712 | 0.35737 | 0.35303 | 0.35007 | 0.34575 | 0.34522 | 0.34542 | 0.3461 | 0.34501 | 0.34396 | 0.3402 | 0.33923 | 0.33717 | 0.33443 | 0.33187 | 0.33081 | 0.33015 | 0.32811 | 0.328 | 0.3275
(R) Ref. Case GSHP | Efficient uncompeted | New England, Mid Atlantic, East North Central, West North Central, South Atlantic, East South Central, West South Central, Mountain, Pacific | Residential (New), Residential (Existing) | Heating (Equip.), Cooling (Equip.) | 999 | 999 | 999 | 999 | 0.3626 | 0.35235 | 0.34664 | 0.34991 | 0.35276 | 0.35927 | 0.35984 | 0.35576 | 0.35306 | 0.34897 | 0.34868 | 0.34911 | 0.35004 | 0.34912 | 0.34807 | 0.34421 | 0.34318 | 0.34104 | 0.33823 | 0.33559 | 0.33446 | 0.33374 | 0.33164 | 0.33148 | 0.33091
(R) Ref. Case GSHP | Baseline competed | New England, Mid Atlantic, East North Central, West North Central, South Atlantic, East South Central, West South Central, Mountain, Pacific | Residential (New), Residential (Existing) | Heating (Equip.), Cooling (Equip.) | 999 | 999 | 999 | 999 | 0.3622 | 0.35159 | 0.34554 | 0.34845 | 0.35096 | 0.35712 | 0.35737 | 0.35303 | 0.35007 | 0.34575 | 0.34522 | 0.34542 | 0.3461 | 0.34501 | 0.34396 | 0.3402 | 0.33923 | 0.33717 | 0.33443 | 0.33187 | 0.33081 | 0.33015 | 0.32811 | 0.328 | 0.3275
(R) Ref. Case GSHP | Efficient competed | New England, Mid Atlantic, East North Central, West North Central, South Atlantic, East South Central, West South Central, Mountain, Pacific | Residential (New), Residential (Existing) | Heating (Equip.), Cooling (Equip.) | 999 | 999 | 999 | 999 | 0.3626 | 0.35235 | 0.34664 | 0.34991 | 0.35276 | 0.35927 | 0.35984 | 0.35576 | 0.35306 | 0.34897 | 0.34868 | 0.34911 | 0.35004 | 0.34912 | 0.34807 | 0.34421 | 0.34318 | 0.34104 | 0.33823 | 0.33559 | 0.33446 | 0.33374 | 0.33164 | 0.33148 | 0.33091
(R) Ref. Case Gas Dryer | Baseline uncompeted | New England, Mid Atlantic, East North Central, West North Central, South Atlantic, East South Central, West South Central, Mountain, Pacific | Residential (New), Residential (Existing) | Other | 999 | 0 | 999 | 999 | 0.32955 | 0.32791 | 0.33234 | 0.33946 | 0.34977 | 0.35925 | 0.37207 | 0.3783 | 0.38856 | 0.39274 | 0.39822 | 0.40696 | 0.4068 | 0.41385 | 0.42061 | 0.42816 | 0.43452 | 0.43964 | 0.4438 | 0.4491 | 0.45553 | 0.46136 | 0.467 | 0.47322 | 0.47963
(R) Ref. Case Gas Dryer | Efficient uncompeted | New England, Mid Atlantic, East North Central, West North Central, South Atlantic, East South Central, West South Central, Mountain, Pacific | Residential (New), Residential (Existing) | Other | 999 | 0 | 999 | 999 | 0.32955 | 0.32791 | 0.33234 | 0.33946 | 0.34977 | 0.35925 | 0.37207 | 0.3783 | 0.38856 | 0.39274 | 0.39822 | 0.40696 | 0.4068 | 0.41385 | 0.42061 | 0.42816 | 0.43452 | 0.43964 | 0.4438 | 0.4491 | 0.45553 | 0.46136 | 0.467 | 0.47322 | 0.47963
(R) Ref. Case Gas Dryer | Baseline competed | New England, Mid Atlantic, East North Central, West North Central, South Atlantic, East South Central, West South Central, Mountain, Pacific | Residential (New), Residential (Existing) | Other | 999 | 0 | 999 | 999 | 0.31549 | 0.31385 | 0.29162 | 0.27311 | 0.25805 | 0.24312 | 0.23099 | 0.2155 | 0.20317 | 0.18856 | 0.17562 | 0.16495 | 0.15179 | 0.14163 | 0.13207 | 0.12341 | 0.11499 | 0.10686 | 0.099109 | 0.092152 | 0.08589 | 0.079949 | 0.074385 | 0.069295 | 0.064577
(R) Ref. Case Gas Dryer | Efficient competed | New England, Mid Atlantic, East North Central, West North Central, South Atlantic, East South Central, West South Central, Mountain, Pacific | Residential (New), Residential (Existing) | Other | 999 | 0 | 999 | 999 | 0.31549 | 0.31385 | 0.29162 | 0.27311 | 0.25805 | 0.24312 | 0.23099 | 0.2155 | 0.20317 | 0.18856 | 0.17562 | 0.16495 | 0.15179 | 0.14163 | 0.13207 | 0.12341 | 0.11499 | 0.10686 | 0.099109 | 0.092152 | 0.08589 | 0.079949 | 0.074385 | 0.069295 | 0.064577
(R) Ref. Case Gas Range | Baseline uncompeted | New England, Mid Atlantic, East North Central, West North Central, South Atlantic, East South Central, West South Central, Mountain, Pacific | Residential (New), Residential (Existing) | Cooking | 999 | 0 | 999 | 999 | 0.67835 | 0.66447 | 0.66392 | 0.66999 | 0.68344 | 0.69459 | 0.71157 | 0.71645 | 0.73042 | 0.73225 | 0.73519 | 0.74271 | 0.7327 | 0.73536 | 0.73952 | 0.74717 | 0.75328 | 0.75694 | 0.75896 | 0.76276 | 0.76854 | 0.77309 | 0.77703 | 0.78165 | 0.78686
(R) Ref. Case Gas Range | Efficient uncompeted | New England, Mid Atlantic, East North Central, West North Central, South Atlantic, East South Central, West South Central, Mountain, Pacific | Residential (New), Residential (Existing) | Cooking | 999 | 0 | 999 | 999 | 0.67835 | 0.66447 | 0.66392 | 0.66999 | 0.68344 | 0.69459 | 0.71157 | 0.71645 | 0.73042 | 0.73225 | 0.73519 | 0.74271 | 0.7327 | 0.73536 | 0.73952 | 0.74717 | 0.75328 | 0.75694 | 0.75896 | 0.76276 | 0.76854 | 0.77309 | 0.77703 | 0.78165 | 0.78686
(R) Ref. Case Gas Range | Baseline competed | New England, Mid Atlantic, East North Central, West North Central, South Atlantic, East South Central, West South Central, Mountain, Pacific | Residential (New), Residential (Existing) | Cooking | 999 | 0 | 999 | 999 | 0.67824 | 0.66436 | 0.66381 | 0.66987 | 0.68332 | 0.69447 | 0.71144 | 0.71632 | 0.73028 | 0.7321 | 0.73504 | 0.74255 | 0.73254 | 0.7352 | 0.73935 | 0.74699 | 0.75309 | 0.75675 | 0.75876 | 0.76255 | 0.76833 | 0.77287 | 0.77681 | 0.78142 | 0.78662
(R) Ref. Case Gas Range | Efficient competed | New England, Mid Atlantic, East North Central, West North Central, South Atlantic, East South Central, West South Central, Mountain, Pacific | Residential (New), Residential (Existing) | Cooking | 999 | 0 | 999 | 999 | 0.67824 | 0.66436 | 0.66381 | 0.66987 | 0.68332 | 0.69447 | 0.71144 | 0.71632 | 0.73028 | 0.7321 | 0.73504 | 0.74255 | 0.73254 | 0.7352 | 0.73935 | 0.74699 | 0.75309 | 0.75675 | 0.75876 | 0.76255 | 0.76833 | 0.77287 | 0.77681 | 0.78142 | 0.78662
(R) Ref. Case Gas WH | Baseline uncompeted | New England, Mid Atlantic, East North Central, West North Central, South Atlantic, East South Central, West South Central, Mountain, Pacific | Residential (New), Residential (Existing) | Water Heating | 999 | 999 | 999 | 999 | 8.5042 | 8.4208 | 8.4864 | 8.5303 | 8.6501 | 8.7418 | 8.9132 | 8.9539 | 9.0967 | 9.1119 | 9.1404 | 9.2285 | 9.1153 | 9.147 | 9.1709 | 9.2054 | 9.2021 | 9.1659 | 9.105 | 9.062 | 9.0342 | 8.9887 | 8.9371 | 8.8955 | 8.8624
(R) Ref. Case Gas WH | Efficient uncompeted | New England, Mid Atlantic, East North Central, West North Central, South Atlantic, East South Central, West South Central, Mountain, Pacific | Residential (New), Residential (Existing) | Water Heating | 999 | 999 | 999 | 999 | 8.5042 | 8.4208 | 8.4864 | 8.5303 | 8.6501 | 8.7418 | 8.9132 | 8.9539 | 9.0967 | 9.1119 | 9.1404 | 9.2285 | 9.1153 | 9.147 | 9.1709 | 9.2054 | 9.2021 | 9.1659 | 9.105 | 9.062 | 9.0342 | 8.9887 | 8.9371 | 8.8955 | 8.8624
(R) Ref. Case Gas WH | Baseline competed | New England, Mid Atlantic, East North Central, West North Central, South Atlantic, East South Central, West South Central, Mountain, Pacific | Residential (New), Residential (Existing) | Water Heating | 999 | 999 | 999 | 999 | 8.5032 | 8.4199 | 8.4854 | 8.5293 | 8.6491 | 8.7407 | 8.9121 | 8.9529 | 9.0957 | 8.5017 | 7.9705 | 7.5414 | 7.0382 | 6.6013 | 6.2038 | 5.8438 | 5.4969 | 5.1658 | 4.8572 | 4.5889 | 4.352 | 4.1333 | 3.9351 | 3.7651 | 3.6138
(R) Ref. Case Gas WH | Efficient competed | New England, Mid Atlantic, East North Central, West North Central, South Atlantic, East South Central, West South Central, Mountain, Pacific | Residential (New), Residential (Existing) | Water Heating | 999 | 999 | 999 | 999 | 8.5032 | 8.4199 | 8.4854 | 8.5293 | 8.6491 | 8.7407 | 8.9121 | 8.9529 | 9.0957 | 8.5017 | 7.9705 | 7.5414 | 7.0382 | 6.6013 | 6.2038 | 5.8438 | 5.4969 | 5.1658 | 4.8572 | 4.5889 | 4.352 | 4.1333 | 3.9351 | 3.7651 | 3.6138
(R) Ref. Case Lighting | Baseline uncompeted | New England, Mid Atlantic, East North Central, West North Central, South Atlantic, East South Central, West South Central, Mountain, Pacific | Residential (New), Residential (Existing) | Lighting | 999 | 0 | 999 | 999 | 1.9342 | 1.9042 | 1.8693 | 1.9017 | 1.8999 | 1.9153 | 1.9104 | 1.9071 | 1.9159 | 1.9207 | 1.9373 | 1.9582 | 1.9826 | 1.9812 | 1.9384 | 1.8957 | 1.8771 | 1.8613 | 1.8551 | 1.8544 | 1.8575 | 1.8654 | 1.8695 | 1.8818 | 1.8877
(R) Ref. Case Lighting | Efficient uncompeted | New England, Mid Atlantic, East North Central, West North Central, South Atlantic, East South Central, West South Central, Mountain, Pacific | Residential (New), Residential (Existing) | Lighting | 999 | 0 | 999 | 999 | 1.9342 | 1.9042 | 1.8693 | 1.9017 | 1.8999 | 1.9153 | 1.9104 | 1.9071 | 1.9159 | 1.9207 | 1.9373 | 1.9582 | 1.9826 | 1.9812 | 1.9384 | 1.8957 | 1.8771 | 1.8613 | 1.8551 | 1.8544 | 1.8575 | 1.8654 | 1.8695 | 1.8818 | 1.8877
(R) Ref. Case Lighting | Baseline competed | New England, Mid Atlantic, East North Central, West North Central, South Atlantic, East South Central, West South Central, Mountain, Pacific | Residential (New), Residential (Existing) | Lighting | 999 | 0 | 999 | 999 | 0.80506 | 0.79318 | 0.78057 | 0.79654 | 0.7953 | 0.80435 | 0.80455 | 0.80553 | 0.81162 | 0.81605 | 0.82545 | 0.83663 | 0.84922 | 0.85044 | 0.82526 | 0.80908 | 0.80314 | 0.79842 | 0.79775 | 0.7994 | 0.80259 | 0.80778 | 0.81127 | 0.81823 | 0.82238
(R) Ref. Case Lighting | Efficient competed | New England, Mid Atlantic, East North Central, West North Central, South Atlantic, East South Central, West South Central, Mountain, Pacific | Residential (New), Residential (Existing) | Lighting | 999 | 0 | 999 | 999 | 0.80506 | 0.79318 | 0.78057 | 0.79654 | 0.7953 | 0.80435 | 0.80455 | 0.80553 | 0.81162 | 0.81605 | 0.82545 | 0.83663 | 0.84922 | 0.85044 | 0.82526 | 0.80908 | 0.80314 | 0.79842 | 0.79775 | 0.7994 | 0.80259 | 0.80778 | 0.81127 | 0.81823 | 0.82238
(R) Ref. Case Misc. Electric Appliances | Baseline uncompeted | New England, Mid Atlantic, East North Central, West North Central, South Atlantic, East South Central, West South Central, Mountain, Pacific | Residential (New), Residential (Existing) | Other | 999 | 0 | 999 | 999 | 6.9263 | 6.8747 | 6.7711 | 6.9107 | 7.0412 | 7.2246 | 7.2975 | 7.342 | 7.3992 | 7.4334 | 7.5185 | 7.6184 | 7.7393 | 7.7482 | 7.8197 | 7.8543 | 7.9464 | 8.0081 | 8.0692 | 8.1298 | 8.199 | 8.2913 | 8.3603 | 8.4621 | 8.5327
(R) Ref. Case Misc. Electric Appliances | Efficient uncompeted | New England, Mid Atlantic, East North Central, West North Central, South Atlantic, East South Central, West South Central, Mountain, Pacific | Residential (New), Residential (Existing) | Other | 999 | 0 | 999 | 999 | 6.9263 | 6.8747 | 6.7711 | 6.9107 | 7.0412 | 7.2246 | 7.2975 | 7.342 | 7.3992 | 7.4334 | 7.5185 | 7.6184 | 7.7393 | 7.7482 | 7.8197 | 7.8543 | 7.9464 | 8.0081 | 8.0692 | 8.1298 | 8.199 | 8.2913 | 8.3603 | 8.4621 | 8.5327
(R) Ref. Case Misc. Electric Appliances | Baseline competed | New England, Mid Atlantic, East North Central, West North Central, South Atlantic, East South Central, West South Central, Mountain, Pacific | Residential (New), Residential (Existing) | Other | 999 | 0 | 999 | 999 | 6.9263 | 6.8747 | 6.7711 | 6.9107 | 7.0412 | 7.2246 | 7.2975 | 7.342 | 7.3992 | 7.4334 | 7.5185 | 7.6184 | 7.7393 | 7.7482 | 7.8197 | 7.8543 | 7.9464 | 8.0081 | 8.0692 | 8.1298 | 8.199 | 8.2913 | 8.3603 | 8.4621 | 8.5327
(R) Ref. Case Misc. Electric Appliances | Efficient competed | New England, Mid Atlantic, East North Central, West North Central, South Atlantic, East South Central, West South Central, Mountain, Pacific | Residential (New), Residential (Existing) | Other | 999 | 0 | 999 | 999 | 6.9263 | 6.8747 | 6.7711 | 6.9107 | 7.0412 | 7.2246 | 7.2975 | 7.342 | 7.3992 | 7.4334 | 7.5185 | 7.6184 | 7.7393 | 7.7482 | 7.8197 | 7.8543 | 7.9464 | 8.0081 | 8.0692 | 8.1298 | 8.199 | 8.2913 | 8.3603 | 8.4621 | 8.5327
(R) Ref. Case NG Boiler & AC | Baseline uncompeted | New England, Mid Atlantic, East North Central, West North Central, South Atlantic, East South Central, West South Central, Mountain, Pacific | Residential (New), Residential (Existing) | Heating (Equip.), Cooling (Equip.) | 999 | 999 | 999 | 999 | 3.3353 | 3.2814 | 3.2572 | 3.2743 | 3.3034 | 3.3406 | 3.3709 | 3.356 | 3.3856 | 3.3686 | 3.3668 | 3.3808 | 3.3419 | 3.3232 | 3.3138 | 3.3032 | 3.3033 | 3.2921 | 3.2752 | 3.2662 | 3.2658 | 3.2639 | 3.2562 | 3.2571 | 3.2558
(R) Ref. Case NG Boiler & AC | Efficient uncompeted | New England, Mid Atlantic, East North Central, West North Central, South Atlantic, East South Central, West South Central, Mountain, Pacific | Residential (New), Residential (Existing) | Heating (Equip.), Cooling (Equip.) | 999 | 999 | 999 | 999 | 3.3366 | 3.2839 | 3.2608 | 3.2789 | 3.3091 | 3.3473 | 3.3784 | 3.3644 | 3.3949 | 3.3786 | 3.3779 | 3.393 | 3.3552 | 3.3374 | 3.329 | 3.3193 | 3.3206 | 3.3104 | 3.2945 | 3.2865 | 3.2871 | 3.2862 | 3.2796 | 3.2816 | 3.2807
(R) Ref. Case NG Boiler & AC | Baseline competed | New England, Mid Atlantic, East North Central, West North Central, South Atlantic, East South Central, West South Central, Mountain, Pacific | Residential (New), Residential (Existing) | Heating (Equip.), Cooling (Equip.) | 999 | 999 | 999 | 999 | 3.3353 | 3.2814 | 3.2572 | 3.2743 | 3.3034 | 3.3406 | 3.3709 | 3.356 | 3.3856 | 3.3686 | 3.3668 | 3.3808 | 3.3419 | 3.3232 | 3.3138 | 3.3032 | 3.3033 | 3.2921 | 3.2752 | 3.2662 | 3.2658 | 3.2639 | 3.2562 | 3.2571 | 3.2558
(R) Ref. Case NG Boiler & AC | Efficient competed | New England, Mid Atlantic, East North Central, West North Central, South Atlantic, East South Central, West South Central, Mountain, Pacific | Residential (New), Residential (Existing) | Heating (Equip.), Cooling (Equip.) | 999 | 999 | 999 | 999 | 3.3366 | 3.2839 | 3.2608 | 3.2789 | 3.3091 | 3.3473 | 3.3784 | 3.3644 | 3.3949 | 3.3786 | 3.3779 | 3.393 | 3.3552 | 3.3374 | 3.329 | 3.3193 | 3.3206 | 3.3104 | 3.2945 | 3.2865 | 3.2871 | 3.2862 | 3.2796 | 3.2816 | 3.2807
(R) Ref. Case NG Furnace & AC | Baseline uncompeted | New England, Mid Atlantic, East North Central, West North Central, South Atlantic, East South Central, West South Central, Mountain, Pacific | Residential (New), Residential (Existing) | Heating (Equip.), Cooling (Equip.) | 999 | 999 | 999 | 999 | 19.9953 | 19.9923 | 19.9038 | 20.1166 | 20.3568 | 20.7093 | 20.8893 | 20.8501 | 21.0562 | 21.0268 | 21.1333 | 21.3461 | 21.3666 | 21.3752 | 21.4604 | 21.5 | 21.675 | 21.7751 | 21.83 | 21.9258 | 22.0814 | 22.2314 | 22.3305 | 22.4959 | 22.633
(R) Ref. Case NG Furnace & AC | Efficient uncompeted | New England, Mid Atlantic, East North Central, West North Central, South Atlantic, East South Central, West South Central, Mountain, Pacific | Residential (New), Residential (Existing) | Heating (Equip.), Cooling (Equip.) | 999 | 999 | 999 | 999 | 20.0101 | 20.0209 | 19.9446 | 20.17 | 20.4217 | 20.7862 | 20.976 | 20.946 | 21.1617 | 21.1416 | 21.2592 | 21.4837 | 21.5179 | 21.5363 | 21.6326 | 21.6823 | 21.8695 | 21.9806 | 22.0466 | 22.1536 | 22.3158 | 22.4695 | 22.5708 | 22.7396 | 22.8788
(R) Ref. Case NG Furnace & AC | Baseline competed | New England, Mid Atlantic, East North Central, West North Central, South Atlantic, East South Central, West South Central, Mountain, Pacific | Residential (New), Residential (Existing) | Heating (Equip.), Cooling (Equip.) | 999 | 999 | 999 | 999 | 17.9801 | 17.9221 | 17.7798 | 17.9299 | 18.0988 | 18.3908 | 18.4983 | 18.4519 | 18.6184 | 18.4825 | 18.4795 | 18.5715 | 18.5343 | 18.4601 | 18.4616 | 18.417 | 18.5114 | 18.5464 | 18.5461 | 18.5822 | 18.6672 | 18.7505 | 18.7912 | 18.8953 | 18.9777
(R) Ref. Case NG Furnace & AC | Efficient competed | New England, Mid Atlantic, East North Central, West North Central, South Atlantic, East South Central, West South Central, Mountain, Pacific | Residential (New), Residential (Existing) | Heating (Equip.), Cooling (Equip.) | 999 | 999 | 999 | 999 | 17.9949 | 17.9472 | 17.8128 | 17.9705 | 18.1452 | 18.4427 | 18.5534 | 18.5095 | 18.6782 | 18.5438 | 18.5428 | 18.6369 | 18.6021 | 18.5281 | 18.5299 | 18.4849 | 18.5796 | 18.6142 | 18.6132 | 18.6481 | 18.73 | 18.8094 | 18.8459 | 18.9463 | 19.0249
(R) Ref. Case NG Heat, No Cooling | Baseline uncompeted | New England, Mid Atlantic, East North Central, West North Central, South Atlantic, East South Central, West South Central, Mountain, Pacific | Residential (New), Residential (Existing) | Heating (Equip.), Cooling (Equip.) | 999 | 0 | 999 | 999 | 1.3339 | 1.3108 | 1.3053 | 1.3047 | 1.3133 | 1.3161 | 1.3302 | 1.3206 | 1.3279 | 1.3136 | 1.3028 | 1.3009 | 1.2684 | 1.2594 | 1.2506 | 1.2447 | 1.2356 | 1.2229 | 1.2078 | 1.1966 | 1.1885 | 1.1784 | 1.1679 | 1.1589 | 1.1502
(R) Ref. Case NG Heat, No Cooling | Efficient uncompeted | New England, Mid Atlantic, East North Central, West North Central, South Atlantic, East South Central, West South Central, Mountain, Pacific | Residential (New), Residential (Existing) | Heating (Equip.), Cooling (Equip.) | 999 | 0 | 999 | 999 | 1.3339 | 1.3108 | 1.3053 | 1.3047 | 1.3133 | 1.3161 | 1.3302 | 1.3206 | 1.3279 | 1.3136 | 1.3028 | 1.3009 | 1.2684 | 1.2594 | 1.2506 | 1.2447 | 1.2356 | 1.2229 | 1.2078 | 1.1966 | 1.1885 | 1.1784 | 1.1679 | 1.1589 | 1.1502
(R) Ref. Case NG Heat, No Cooling | Baseline competed | New England, Mid Atlantic, East North Central, West North Central, South Atlantic, East South Central, West South Central, Mountain, Pacific | Residential (New), Residential (Existing) | Heating (Equip.), Cooling (Equip.) | 999 | 0 | 999 | 999 | 1.3124 | 1.2895 | 1.2839 | 1.2831 | 1.2913 | 1.2939 | 1.3075 | 1.2981 | 1.3053 | 1.2912 | 1.2805 | 1.2786 | 1.2466 | 1.2378 | 1.2291 | 1.2232 | 1.2142 | 1.2017 | 1.1868 | 1.1758 | 1.1678 | 1.1579 | 1.1476 | 1.1386 | 1.1301
(R) Ref. Case NG Heat, No Cooling | Efficient competed | New England, Mid Atlantic, East North Central, West North Central, South Atlantic, East South Central, West South Central, Mountain, Pacific | Residential (New), Residential (Existing) | Heating (Equip.), Cooling (Equip.) | 999 | 0 | 999 | 999 | 1.3124 | 1.2895 | 1.2839 | 1.2831 | 1.2913 | 1.2939 | 1.3075 | 1.2981 | 1.3053 | 1.2912 | 1.2805 | 1.2786 | 1.2466 | 1.2378 | 1.2291 | 1.2232 | 1.2142 | 1.2017 | 1.1868 | 1.1758 | 1.1678 | 1.1579 | 1.1476 | 1.1386 | 1.1301
(R) Ref. Case NGHP | Baseline uncompeted | New England, Mid Atlantic, East North Central, West North Central, South Atlantic, East South Central, West South Central, Mountain, Pacific | Residential (New), Residential (Existing) | Heating (Equip.), Cooling (Equip.) | 999 | 999 | 999 | 999 | 0.34497 | 0.33956 | 0.33902 | 0.34049 | 0.34456 | 0.34747 | 0.35376 | 0.35419 | 0.35999 | 0.35984 | 0.36039 | 0.36331 | 0.3571 | 0.35763 | 0.35844 | 0.36052 | 0.36173 | 0.36177 | 0.36086 | 0.36093 | 0.36179 | 0.36199 | 0.36205 | 0.36255 | 0.36318
(R) Ref. Case NGHP | Efficient uncompeted | New England, Mid Atlantic, East North Central, West North Central, South Atlantic, East South Central, West South Central, Mountain, Pacific | Residential (New), Residential (Existing) | Heating (Equip.), Cooling (Equip.) | 999 | 999 | 999 | 999 | 0.34817 | 0.34577 | 0.34819 | 0.35258 | 0.35964 | 0.36545 | 0.37478 | 0.37785 | 0.38658 | 0.38886 | 0.3918 | 0.39725 | 0.3926 | 0.39506 | 0.39636 | 0.39828 | 0.39921 | 0.39883 | 0.39728 | 0.39681 | 0.3972 | 0.39688 | 0.39639 | 0.3964 | 0.39655
(R) Ref. Case NGHP | Baseline competed | New England, Mid Atlantic, East North Central, West North Central, South Atlantic, East South Central, West South Central, Mountain, Pacific | Residential (New), Residential (Existing) | Heating (Equip.), Cooling (Equip.) | 999 | 999 | 999 | 999 | 0.34497 | 0.33956 | 0.33902 | 0.34049 | 0.34456 | 0.34747 | 0.35376 | 0.35419 | 0.35999 | 0.35984 | 0.36039 | 0.36331 | 0.3571 | 0.35763 | 0.35844 | 0.36052 | 0.36173 | 0.36177 | 0.36086 | 0.36093 | 0.36179 | 0.36199 | 0.36205 | 0.36255 | 0.36318
(R) Ref. Case NGHP | Efficient competed | New England, Mid Atlantic, East North Central, West North Central, South Atlantic, East South Central, West South Central, Mountain, Pacific | Residential (New), Residential (Existing) | Heating (Equip.), Cooling (Equip.) | 999 | 999 | 999 | 999 | 0.34817 | 0.34577 | 0.34819 | 0.35258 | 0.35964 | 0.36545 | 0.37478 | 0.37785 | 0.38658 | 0.38886 | 0.3918 | 0.39725 | 0.3926 | 0.39506 | 0.39636 | 0.39828 | 0.39921 | 0.39883 | 0.39728 | 0.39681 | 0.3972 | 0.39688 | 0.39639 | 0.3964 | 0.39655
(R) Ref. Case Other Fossil Boiler & AC | Baseline uncompeted | New England, Mid Atlantic, East North Central, West North Central, South Atlantic, East South Central, West South Central, Mountain, Pacific | Residential (New), Residential (Existing) | Heating (Equip.), Cooling (Equip.) | 999 | 999 | 999 | 999 | 1.2583 | 1.2889 | 1.2957 | 1.3047 | 1.3173 | 1.3128 | 1.3043 | 1.3031 | 1.3033 | 1.2925 | 1.2917 | 1.2973 | 1.3001 | 1.2966 | 1.2965 | 1.2919 | 1.2889 | 1.2857 | 1.2827 | 1.2842 | 1.2857 | 1.2858 | 1.2844 | 1.2843 | 1.2837
(R) Ref. Case Other Fossil Boiler & AC | Efficient uncompeted | New England, Mid Atlantic, East North Central, West North Central, South Atlantic, East South Central, West South Central, Mountain, Pacific | Residential (New), Residential (Existing) | Heating (Equip.), Cooling (Equip.) | 999 | 999 | 999 | 999 | 1.2588 | 1.2904 | 1.2975 | 1.307 | 1.32 | 1.3159 | 1.3077 | 1.3067 | 1.3073 | 1.2968 | 1.2964 | 1.3024 | 1.3057 | 1.3025 | 1.3029 | 1.2986 | 1.296 | 1.2933 | 1.2907 | 1.2926 | 1.2945 | 1.2949 | 1.2937 | 1.2938 | 1.2933
(R) Ref. Case Other Fossil Boiler & AC | Baseline competed | New England, Mid Atlantic, East North Central, West North Central, South Atlantic, East South Central, West South Central, Mountain, Pacific | Residential (New), Residential (Existing) | Heating (Equip.), Cooling (Equip.) | 999 | 999 | 999 | 999 | 1.2583 | 1.2889 | 1.2957 | 1.3047 | 1.3173 | 1.3128 | 1.3043 | 1.3031 | 1.3033 | 1.2925 | 1.2917 | 1.2973 | 1.3001 | 1.2966 | 1.2965 | 1.2919 | 1.2889 | 1.2857 | 1.2827 | 1.2842 | 1.2857 | 1.2858 | 1.2844 | 1.2843 | 1.2837
(R) Ref. Case Other Fossil Boiler & AC | Efficient competed | New England, Mid Atlantic, East North Central, West North Central, South Atlantic, East South Central, West South Central, Mountain, Pacific | Residential (New), Residential (Existing) | Heating (Equip.), Cooling (Equip.) | 999 | 999 | 999 | 999 | 1.2588 | 1.2904 | 1.2975 | 1.307 | 1.32 | 1.3159 | 1.3077 | 1.3067 | 1.3073 | 1.2968 | 1.2964 | 1.3024 | 1.3057 | 1.3025 | 1.3029 | 1.2986 | 1.296 | 1.2933 | 1.2907 | 1.2926 | 1.2945 | 1.2949 | 1.2937 | 1.2938 | 1.2933
(R) Ref. Case Other Fossil Furnace & AC | Baseline uncompeted | New England, Mid Atlantic, East North Central, West North Central, South Atlantic, East South Central, West South Central, Mountain, Pacific | Residential (New), Residential (Existing) | Heating (Equip.), Cooling (Equip.) | 999 | 999 | 999 | 999 | 6.7192 | 6.6057 | 6.6272 | 6.6944 | 6.8131 | 6.8683 | 6.8972 | 6.925 | 6.9575 | 6.9308 | 6.9479 | 6.9954 | 7.0122 | 7.0182 | 7.0364 | 7.0397 | 7.0414 | 7.0351 | 7.0296 | 7.0482 | 7.0745 | 7.0874 | 7.089 | 7.0928 | 7.098
(R) Ref. Case Other Fossil Furnace & AC | Efficient uncompeted | New England, Mid Atlantic, East North Central, West North Central, South Atlantic, East South Central, West South Central, Mountain, Pacific | Residential (New), Residential (Existing) | Heating (Equip.), Cooling (Equip.) | 999 | 999 | 999 | 999 | 6.7272 | 6.6441 | 6.6726 | 6.7473 | 6.8743 | 6.9376 | 6.9743 | 7.0095 | 7.0493 | 7.0291 | 7.0531 | 7.1078 | 7.1312 | 7.1437 | 7.1683 | 7.178 | 7.1859 | 7.1854 | 7.1857 | 7.2101 | 7.2425 | 7.2612 | 7.2678 | 7.2732 | 7.2787
(R) Ref. Case Other Fossil Furnace & AC | Baseline competed | New England, Mid Atlantic, East North Central, West North Central, South Atlantic, East South Central, West South Central, Mountain, Pacific | Residential (New), Residential (Existing) | Heating (Equip.), Cooling (Equip.) | 999 | 999 | 999 | 999 | 6.1486 | 6.0494 | 6.0512 | 6.0962 | 6.1828 | 6.2143 | 6.2181 | 6.2329 | 6.2517 | 6.2171 | 6.223 | 6.2559 | 6.2652 | 6.261 | 6.2683 | 6.261 | 6.2563 | 6.2453 | 6.2354 | 6.2468 | 6.2647 | 6.2715 | 6.2686 | 6.2707 | 6.2772
(R) Ref. Case Other Fossil Furnace & AC | Efficient competed | New England, Mid Atlantic, East North Central, West North Central, South Atlantic, East South Central, West South Central, Mountain, Pacific | Residential (New), Residential (Existing) | Heating (Equip.), Cooling (Equip.) | 999 | 999 | 999 | 999 | 6.1558 | 6.083 | 6.0905 | 6.1416 | 6.2348 | 6.2726 | 6.2825 | 6.3031 | 6.3274 | 6.2977 | 6.3087 | 6.347 | 6.361 | 6.3613 | 6.3732 | 6.3703 | 6.3697 | 6.3626 | 6.3563 | 6.3715 | 6.3933 | 6.4038 | 6.4038 | 6.4064 | 6.4125
(R) Ref. Case Other Fossil Heat, No Cooling | Baseline uncompeted | New England, Mid Atlantic, East North Central, West North Central, South Atlantic, East South Central, West South Central, Mountain, Pacific | Residential (New), Residential (Existing) | Heating (Equip.), Cooling (Equip.) | 999 | 999 | 999 | 999 | 0.9707 | 0.94778 | 0.95323 | 0.95864 | 0.97487 | 0.97424 | 0.9772 | 0.98117 | 0.98309 | 0.97562 | 0.97278 | 0.97439 | 0.96807 | 0.96589 | 0.9639 | 0.96137 | 0.95375 | 0.94612 | 0.93943 | 0.93688 | 0.9347 | 0.92974 | 0.92416 | 0.91729 | 0.91169
(R) Ref. Case Other Fossil Heat, No Cooling | Efficient uncompeted | New England, Mid Atlantic, East North Central, West North Central, South Atlantic, East South Central, West South Central, Mountain, Pacific | Residential (New), Residential (Existing) | Heating (Equip.), Cooling (Equip.) | 999 | 999 | 999 | 999 | 0.97079 | 0.94797 | 0.95352 | 0.95903 | 0.97537 | 0.97483 | 0.97788 | 0.98196 | 0.98397 | 0.97659 | 0.97384 | 0.97555 | 0.96932 | 0.96723 | 0.96534 | 0.96291 | 0.95537 | 0.94782 | 0.94121 | 0.93876 | 0.93667 | 0.9318 | 0.92629 | 0.91943 | 0.91382
(R) Ref. Case Other Fossil Heat, No Cooling | Baseline competed | New England, Mid Atlantic, East North Central, West North Central, South Atlantic, East South Central, West South Central, Mountain, Pacific | Residential (New), Residential (Existing) | Heating (Equip.), Cooling (Equip.) | 999 | 999 | 999 | 999 | 0.93692 | 0.91539 | 0.91974 | 0.92384 | 0.93809 | 0.93598 | 0.93735 | 0.94068 | 0.94185 | 0.93399 | 0.93056 | 0.93137 | 0.92473 | 0.92197 | 0.91942 | 0.9163 | 0.90845 | 0.90067 | 0.89387 | 0.89104 | 0.88849 | 0.88334 | 0.87765 | 0.87088 | 0.86551
(R) Ref. Case Other Fossil Heat, No Cooling | Efficient competed | New England, Mid Atlantic, East North Central, West North Central, South Atlantic, East South Central, West South Central, Mountain, Pacific | Residential (New), Residential (Existing) | Heating (Equip.), Cooling (Equip.) | 999 | 999 | 999 | 999 | 0.93701 | 0.91558 | 0.92003 | 0.92423 | 0.93858 | 0.93655 | 0.93802 | 0.94143 | 0.94271 | 0.93493 | 0.93159 | 0.93249 | 0.92594 | 0.92327 | 0.92081 | 0.91778 | 0.91001 | 0.90232 | 0.89559 | 0.89285 | 0.89039 | 0.88532 | 0.8797 | 0.87294 | 0.86756
(R) Ref. Case Pool Pumps | Baseline uncompeted | New England, Mid Atlantic, East North Central, West North Central, South Atlantic, East South Central, West South Central, Mountain, Pacific | Residential (New), Residential (Existing) | Other | 999 | 0 | 999 | 999 | 1.5517 | 1.5436 | 1.5278 | 1.5632 | 1.5997 | 1.6575 | 1.6871 | 1.7117 | 1.7474 | 1.7785 | 1.8285 | 1.8851 | 1.9492 | 1.9889 | 2.0438 | 2.0863 | 2.1502 | 2.2068 | 2.262 | 2.3174 | 2.3798 | 2.4467 | 2.5041 | 2.5724 | 2.6336
(R) Ref. Case Pool Pumps | Efficient uncompeted | New England, Mid Atlantic, East North Central, West North Central, South Atlantic, East South Central, West South Central, Mountain, Pacific | Residential (New), Residential (Existing) | Other | 999 | 0 | 999 | 999 | 1.5517 | 1.5436 | 1.5278 | 1.5632 | 1.5997 | 1.6575 | 1.6871 | 1.7117 | 1.7474 | 1.7785 | 1.8285 | 1.8851 | 1.9492 | 1.9889 | 2.0438 | 2.0863 | 2.1502 | 2.2068 | 2.262 | 2.3174 | 2.3798 | 2.4467 | 2.5041 | 2.5724 | 2.6336
(R) Ref. Case Pool Pumps | Baseline competed | New England, Mid Atlantic, East North Central, West North Central, South Atlantic, East South Central, West South Central, Mountain, Pacific | Residential (New), Residential (Existing) | Other | 999 | 0 | 999 | 999 | 0.23616 | 0.24964 | 0.28114 | 0.32319 | 0.3675 | 0.41146 | 0.45414 | 0.50208 | 0.55548 | 0.61121 | 0.67329 | 0.73355 | 0.79049 | 0.84055 | 0.89418 | 0.94424 | 0.99861 | 1.0474 | 1.0938 | 1.1392 | 1.1848 | 1.2284 | 1.2667 | 1.3066 | 1.3419
(R) Ref. Case Pool Pumps | Efficient competed | New England, Mid Atlantic, East North Central, West North Central, South Atlantic, East South Central, West South Central, Mountain, Pacific | Residential (New), Residential (Existing) | Other | 999 | 0 | 999 | 999 | 0.23616 | 0.24964 | 0.28114 | 0.32319 | 0.3675 | 0.41146 | 0.45414 | 0.50208 | 0.55548 | 0.61121 | 0.67329 | 0.73355 | 0.79049 | 0.84055 | 0.89418 | 0.94424 | 0.99861 | 1.0474 | 1.0938 | 1.1392 | 1.1848 | 1.2284 | 1.2667 | 1.3066 | 1.3419
(R) Ref. Case Refrigerator | Baseline uncompeted | New England, Mid Atlantic, East North Central, West North Central, South Atlantic, East South Central, West South Central, Mountain, Pacific | Residential (New), Residential (Existing) | Refrigeration | 999 | 0 | 999 | 999 | 8.6013 | 8.4008 | 8.1259 | 8.1629 | 8.1677 | 8.2732 | 8.2319 | 8.1576 | 8.1052 | 8.0218 | 8.0007 | 8.0169 | 8.0769 | 8.0146 | 8.0245 | 7.9964 | 8.0498 | 8.0848 | 8.1264 | 8.1815 | 8.2619 | 8.3727 | 8.4575 | 8.5753 | 8.6623
(R) Ref. Case Refrigerator | Efficient uncompeted | New England, Mid Atlantic, East North Central, West North Central, South Atlantic, East South Central, West South Central, Mountain, Pacific | Residential (New), Residential (Existing) | Refrigeration | 999 | 0 | 999 | 999 | 8.6013 | 8.4008 | 8.1259 | 8.1629 | 8.1677 | 8.2732 | 8.2319 | 8.1576 | 8.1052 | 8.0218 | 8.0007 | 8.0169 | 8.0769 | 8.0146 | 8.0245 | 7.9964 | 8.0498 | 8.0848 | 8.1264 | 8.1815 | 8.2619 | 8.3727 | 8.4575 | 8.5753 | 8.6623
(R) Ref. Case Refrigerator | Baseline competed | New England, Mid Atlantic, East North Central, West North Central, South Atlantic, East South Central, West South Central, Mountain, Pacific | Residential (New), Residential (Existing) | Refrigeration | 999 | 0 | 999 | 999 | 2.4916 | 2.4376 | 2.3663 | 2.3855 | 2.8093 | 3.2411 | 3.5882 | 3.8878 | 4.1669 | 4.4014 | 4.6453 | 4.8907 | 5.1465 | 5.3073 | 5.4941 | 5.6591 | 5.8683 | 6.052 | 6.2298 | 6.4084 | 6.5992 | 6.8075 | 6.9882 | 7.1906 | 7.3618
(R) Ref. Case Refrigerator | Efficient competed | New England, Mid Atlantic, East North Central, West North Central, South Atlantic, East South Central, West South Central, Mountain, Pacific | Residential (New), Residential (Existing) | Refrigeration | 999 | 0 | 999 | 999 | 2.4916 | 2.4376 | 2.3663 | 2.3855 | 2.8093 | 3.2411 | 3.5882 | 3.8878 | 4.1669 | 4.4014 | 4.6453 | 4.8907 | 5.1465 | 5.3073 | 5.4941 | 5.6591 | 5.8683 | 6.052 | 6.2298 | 6.4084 | 6.5992 | 6.8075 | 6.9882 | 7.1906 | 7.3618
(R) Ref. Case Resist. Heat & AC | Baseline uncompeted | New England, Mid Atlantic, East North Central, West North Central, South Atlantic, East South Central, West South Central, Mountain, Pacific | Residential (New), Residential (Existing) | Heating (Equip.), Cooling (Equip.) | 999 | 999 | 999 | 999 | 10.3333 | 10.3309 | 10.2358 | 10.4446 | 10.6034 | 10.9202 | 10.945 | 10.926 | 10.9931 | 10.9996 | 11.1243 | 11.2739 | 11.507 | 11.5254 | 11.5968 | 11.5658 | 11.7017 | 11.7927 | 11.8621 | 11.9423 | 12.0455 | 12.1635 | 12.2393 | 12.3623 | 12.4537
(R) Ref. Case Resist. Heat & AC | Efficient uncompeted | New England, Mid Atlantic, East North Central, West North Central, South Atlantic, East South Central, West South Central, Mountain, Pacific | Residential (New), Residential (Existing) | Heating (Equip.), Cooling (Equip.) | 999 | 999 | 999 | 999 | 10.3419 | 10.3476 | 10.2596 | 10.4758 | 10.6412 | 10.9651 | 10.9956 | 10.9819 | 11.0545 | 11.0665 | 11.1976 | 11.3539 | 11.5949 | 11.619 | 11.6967 | 11.6716 | 11.8149 | 11.9128 | 11.9889 | 12.0757 | 12.1853 | 12.3102 | 12.391 | 12.5164 | 12.6092
(R) Ref. Case Resist. Heat & AC | Baseline competed | New England, Mid Atlantic, East North Central, West North Central, South Atlantic, East South Central, West South Central, Mountain, Pacific | Residential (New), Residential (Existing) | Heating (Equip.), Cooling (Equip.) | 999 | 999 | 999 | 999 | 9.145 | 9.146 | 9.0846 | 9.2921 | 9.4261 | 9.6877 | 9.7104 | 9.7356 | 9.8364 | 9.8815 | 10.0306 | 10.2006 | 10.4447 | 10.4935 | 10.5883 | 10.5869 | 10.7375 | 10.846 | 10.9331 | 11.0288 | 11.1459 | 11.2747 | 11.3677 | 11.5036 | 11.6098
(R) Ref. Case Resist. Heat & AC | Efficient competed | New England, Mid Atlantic, East North Central, West North Central, South Atlantic, East South Central, West South Central, Mountain, Pacific | Residential (New), Residential (Existing) | Heating (Equip.), Cooling (Equip.) | 999 | 999 | 999 | 999 | 9.1531 | 9.1606 | 9.1047 | 9.3177 | 9.4563 | 9.7227 | 9.749 | 9.7772 | 9.8812 | 9.9291 | 10.0818 | 10.2554 | 10.5037 | 10.5552 | 10.6529 | 10.6541 | 10.8081 | 10.9196 | 11.0095 | 11.1078 | 11.2273 | 11.3588 | 11.4533 | 11.5888 | 11.6943
(R) Ref. Case Resist. Heat, No Cooling | Baseline uncompeted | New England, Mid Atlantic, East North Central, West North Central, South Atlantic, East South Central, West South Central, Mountain, Pacific | Residential (New), Residential (Existing) | Heating (Equip.), Cooling (Equip.) | 999 | 999 | 999 | 999 | 0.51819 | 0.511 | 0.50039 | 0.50583 | 0.51034 | 0.51803 | 0.51723 | 0.51432 | 0.51255 | 0.50919 | 0.50895 | 0.50914 | 0.51104 | 0.50542 | 0.50265 | 0.49592 | 0.49383 | 0.48988 | 0.48573 | 0.4821 | 0.47852 | 0.47566 | 0.47188 | 0.46928 | 0.46504
(R) Ref. Case Resist. Heat, No Cooling | Efficient uncompeted | New England, Mid Atlantic, East North Central, West North Central, South Atlantic, East South Central, West South Central, Mountain, Pacific | Residential (New), Residential (Existing) | Heating (Equip.), Cooling (Equip.) | 999 | 999 | 999 | 999 | 0.51819 | 0.511 | 0.50039 | 0.50583 | 0.51034 | 0.51803 | 0.51723 | 0.51432 | 0.51255 | 0.50919 | 0.50895 | 0.50914 | 0.51104 | 0.50542 | 0.50265 | 0.49592 | 0.49383 | 0.48988 | 0.48573 | 0.4821 | 0.47852 | 0.47566 | 0.47188 | 0.46928 | 0.46504
(R) Ref. Case Resist. Heat, No Cooling | Baseline competed | New England, Mid Atlantic, East North Central, West North Central, South Atlantic, East South Central, West South Central, Mountain, Pacific | Residential (New), Residential (Existing) | Heating (Equip.), Cooling (Equip.) | 999 | 999 | 999 | 999 | 0.51819 | 0.511 | 0.50039 | 0.50583 | 0.51034 | 0.51803 | 0.51723 | 0.51432 | 0.51255 | 0.50919 | 0.50895 | 0.50914 | 0.51104 | 0.50542 | 0.50265 | 0.49592 | 0.49383 | 0.48988 | 0.48573 | 0.4821 | 0.47852 | 0.47566 | 0.47188 | 0.46928 | 0.46504
(R) Ref. Case Resist. Heat, No Cooling | Efficient competed | New England, Mid Atlantic, East North Central, West North Central, South Atlantic, East South Central, West South Central, Mountain, Pacific | Residential (New), Residential (Existing) | Heating (Equip.), Cooling (Equip.) | 999 | 999 | 999 | 999 | 0.51819 | 0.511 | 0.50039 | 0.50583 | 0.51034 | 0.51803 | 0.51723 | 0.51432 | 0.51255 | 0.50919 | 0.50895 | 0.50914 | 0.51104 | 0.50542 | 0.50265 | 0.49592 | 0.49383 | 0.48988 | 0.48573 | 0.4821 | 0.47852 | 0.47566 | 0.47188 | 0.46928 | 0.46504
(R) Ref. Case Resist. WH | Baseline uncompeted | New England, Mid Atlantic, East North Central, West North Central, South Atlantic, East South Central, West South Central, Mountain, Pacific | Residential (New), Residential (Existing) | Water Heating | -13.7307 | 59.4691 | 336.7378 | 4607.5334 | 8.4945 | 8.2394 | 7.9709 | 7.7467 | 7.4455 | 7.2157 | 6.8476 | 6.4597 | 6.1391 | 5.8179 | 5.5898 | 5.4021 | 5.2635 | 5.089 | 4.9686 | 4.838 | 4.7954 | 4.7657 | 4.7266 | 4.6866 | 4.6604 | 4.6415 | 4.6044 | 4.5911 | 4.5707
(R) Ref. Case Resist. WH | Efficient uncompeted | New England, Mid Atlantic, East North Central, West North Central, South Atlantic, East South Central, West South Central, Mountain, Pacific | Residential (New), Residential (Existing) | Water Heating | -13.7307 | 59.4691 | 336.7378 | 4607.5334 | 8.4709 | 8.1939 | 7.9055 | 7.6631 | 7.3465 | 7.102 | 6.7233 | 6.3273 | 5.9993 | 5.6724 | 5.4377 | 5.2441 | 5.0996 | 4.9288 | 4.8122 | 4.6857 | 4.6445 | 4.6158 | 4.5779 | 4.5392 | 4.5138 | 4.4955 | 4.4596 | 4.4467 | 4.4269
(R) Ref. Case Resist. WH | Baseline competed | New England, Mid Atlantic, East North Central, West North Central, South Atlantic, East South Central, West South Central, Mountain, Pacific | Residential (New), Residential (Existing) | Water Heating | -13.7307 | 59.4691 | 336.7378 | 4607.5334 | 1.1483 | 1.1223 | 1.1022 | 1.1082 | 1.1087 | 1.1222 | 1.1185 | 1.1541 | 1.1934 | 1.2245 | 1.2659 | 1.3076 | 1.3488 | 1.3887 | 1.4349 | 1.4708 | 1.5262 | 1.5799 | 1.6258 | 1.667 | 1.709 | 1.75 | 1.7808 | 1.8175 | 1.8486
(R) Ref. Case Resist. WH | Efficient competed | New England, Mid Atlantic, East North Central, West North Central, South Atlantic, East South Central, West South Central, Mountain, Pacific | Residential (New), Residential (Existing) | Water Heating | -13.7307 | 59.4691 | 336.7378 | 4607.5334 | 1.1451 | 1.1161 | 1.0931 | 1.0961 | 1.0937 | 1.1043 | 1.098 | 1.1301 | 1.1659 | 1.1937 | 1.2313 | 1.2692 | 1.3067 | 1.3448 | 1.3896 | 1.4244 | 1.478 | 1.5301 | 1.5745 | 1.6144 | 1.6552 | 1.6948 | 1.7246 | 1.7602 | 1.7904